## Disclaimer
Distribution Feeders DER Forecasts (Ergon Energy Distribution Annual Planning Report 2025-26 to 2029-30)
This workbook provides 5 year DER forecast information for distribution feeders in Ergon Energy's network.
Ergon Energy's Distribution Annual Planning Report is prepared and made available solely for information purposes. While care was taken in the preparation of the information in this report, and it is provided in good faith, Ergon Energy accepts no responsibility or liability (including without limitation, liability to any person by reason of negligence or negligent mis-statement) for any loss or damage that may be incurred by any person acting in reliance on this information or assumptions drawn from it, except to the extent that liability under any applicable Queensland or Commonwealth of Australia statute cannot be excluded.
It contains assumptions regarding, among other things, economic growth and DER forecasts which may or may not prove to be correct. The forecasts included in the document involve subjective judgements and analysis which are subject to significant uncertainties and contingencies, many of which are out of the control of Ergon Energy. Ergon Energy makes no representation or warranty as to the accuracy, reliability, completeness or suitability for any particular purpose of the information in this document. All information should be independently investigated, reviewed, analysed and verified, and must not be relied upon in connection with any investment proposal or decision.
The DER forecast shows the incremental impact of additional rooftop solar PV and Battery Energy Storage Systems (BESS) on minimum demand compared to the base 2025 scenario. For example, a value of 0.02 MW in 2026 means that minimum demand will be reduced by an additional 0.02 MW in 2026 relative to the 2025 baseline. These values represent the cumulative offset from DER adoption over time.

## DER Forecast 2025
Distribution Feeder Distributed Energy Resources Forecast (Ergon Energy Distribution Annual Planning Report 2025)
Region | Feeder name | Feeder ID | Feeder Location | Parameter | 2026 | 2027 | 2028 | 2029 | 2030
Southern | 3153 | 83921739 | DALBY EAST (T002) 110/33KV SUB (DAEA) | Power (MW) | 0.00474 | 0.01052 | 0.0166 | 0.02291 | 0.0289
Southern | 3166 | 83937549 | COLUMBOOLA 132/33KV SUB (COLU) | Power (MW) | 0.0041 | 0.0041 | 0.0041 | 0.0041 | 0.0041
Southern | 1770 | 83022295 | AGNES WATER 66/22KV SUB (AGWA) | Power (MW) | 0.08835 | 0.1929 | 0.29674 | 0.39738 | 0.48717
Southern | 2251 | 83022301 | AGNES WATER 66/22KV SUB (AGWA) | Power (MW) | 0.03284 | 0.07254 | 0.10888 | 0.14149 | 0.16815
Southern | FA0452 | 83022292 | AGNES WATER 66/22KV SUB (AGWA) | Power (MW) | 0.06505 | 0.14372 | 0.21916 | 0.29012 | 0.35093
Southern | FA0952 | 83022298 | AGNES WATER 66/22KV SUB (AGWA) | Power (MW) | 0.03782 | 0.08379 | 0.12918 | 0.17298 | 0.2113
Northern | AV-02 | 82843815 | AITKENVALE 66/11KV SUBSTATION (AITK) | Power (MW) | 0.02965 | 0.06537 | 0.10119 | 0.13656 | 0.16837
Northern | AV-11 | 20001196 | AITKENVALE 66/11KV SUBSTATION (AITK) | Power (MW) | 0.03093 | 0.06803 | 0.10309 | 0.1356 | 0.16311
Northern | AV12 | 82906978 | AITKENVALE 66/11KV SUBSTATION (AITK) | Power (MW) | 0.0164 | 0.03628 | 0.05633 | 0.07612 | 0.0939
Southern | F2960 | 60026745 | ALLORA 33/11KV SUB (ME037) | Power (MW) | 0.01812 | 0.04003 | 0.05987 | 0.07752 | 0.09186
Southern | F2980 | 60026747 | ALLORA 33/11KV SUB (ME037) | Power (MW) | 0.04723 | 0.10458 | 0.15822 | 0.2073 | 0.24815
Southern | F3085 | 60026758 | ALLORA 33/11KV SUB (ME037) | Power (MW) | 0.03832 | 0.08378 | 0.12454 | 0.16037 | 0.18921
Southern | F4425 | 60026833 | ALLORA 33/11KV SUB (ME037) | Power (MW) | 0.03991 | 0.08839 | 0.13511 | 0.1792 | 0.21711
Northern | AL01 | 83879448 | ALAN SHERRIFF 132/11KV SUB (ALSH) | Power (MW) | 0.08646 | 0.18858 | 0.29559 | 0.40543 | 0.50845
Northern | AL-03 | 25273350 | ALAN SHERRIFF 132/11KV SUB (ALSH) | Power (MW) | 0.01305 | 0.02882 | 0.04265 | 0.05455 | 0.06388
Northern | AL-04 | 25273362 | ALAN SHERRIFF 132/11KV SUB (ALSH) | Power (MW) | 0.06663 | 0.14673 | 0.21817 | 0.2803 | 0.33004
Northern | AL-05 | 25274644 | ALAN SHERRIFF 132/11KV SUB (ALSH) | Power (MW) | 0.02257 | 0.04747 | 0.07128 | 0.09293 | 0.11128
Northern | AL-06 | 25273358 | ALAN SHERRIFF 132/11KV SUB (ALSH) | Power (MW) | 0.05039 | 0.11073 | 0.16689 | 0.2182 | 0.26092
Northern | AL-07 | 25273540 | ALAN SHERRIFF 132/11KV SUB (ALSH) | Power (MW) | 0.05215 | 0.11045 | 0.15798 | 0.19546 | 0.22303
Northern | AL-08 | 25274647 | ALAN SHERRIFF 132/11KV SUB (ALSH) | Power (MW) | 0.09038 | 0.19932 | 0.3033 | 0.39923 | 0.48047
Northern | AL-10 | 25274650 | ALAN SHERRIFF 132/11KV SUB (ALSH) | Power (MW) | 0.04778 | 0.10502 | 0.15011 | 0.18517 | 0.21012
Northern | AL-11 | 25273354 | ALAN SHERRIFF 132/11KV SUB (ALSH) | Power (MW) | 0.04965 | 0.1097 | 0.16432 | 0.21304 | 0.25265
Northern | AL13 | 83879451 | ALAN SHERRIFF 132/11KV SUB (ALSH) | Power (MW) | 0.05799 | 0.12777 | 0.19068 | 0.24627 | 0.29111
Northern | AL25 | 83924123 | ALAN SHERRIFF 132/11KV SUB (ALSH) | Power (MW) | 0.06934 | 0.15251 | 0.22458 | 0.28542 | 0.332
Northern | AL26 | 83924127 | ALAN SHERRIFF 132/11KV SUB (ALSH) | Power (MW) | 0.03262 | 0.072 | 0.1054 | 0.13319 | 0.15427
Northern | 393 | 82563102 | ALFRED STREET 33/11KV SUB (ALST) | Power (MW) | 0.02002 | 0.04393 | 0.06911 | 0.09504 | 0.11939
Northern | 405 | 82563096 | ALFRED STREET 33/11KV SUB (ALST) | Power (MW) | 5e-05 | 5e-05 | 5e-05 | 5e-05 | 5e-05
Northern | 403 | 82563108 | ALFRED STREET 33/11KV SUB (ALST) | Power (MW) | 0.07062 | 0.15598 | 0.24251 | 0.32851 | 0.40633
Northern | 394 | 82563111 | ALFRED STREET 33/11KV SUB (ALST) | Power (MW) | 0.00582 | 0.01285 | 0.02051 | 0.0287 | 0.03674
Northern | 400 | 82563105 | ALFRED STREET 33/11KV SUB (ALST) | Power (MW) | 0.02677 | 0.05731 | 0.08557 | 0.11132 | 0.13308
Northern | 401 | 82563099 | ALFRED STREET 33/11KV SUB (ALST) | Power (MW) | 0.08589 | 0.1815 | 0.28093 | 0.38267 | 0.47826
Northern | 402 | 82563117 | ALFRED STREET 33/11KV SUB (ALST) | Power (MW) | 0.03963 | 0.08649 | 0.13008 | 0.16974 | 0.20267
Northern | 1810 | 82563123 | ALFRED STREET 33/11KV SUB (ALST) | Power (MW) | 0.0284 | 0.06257 | 0.10087 | 0.14306 | 0.18564
Northern | 431 | 82563114 | ALFRED STREET 33/11KV SUB (ALST) | Power (MW) | 0.05219 | 0.11439 | 0.17483 | 0.23229 | 0.28203
Northern | 404 | 82563120 | ALFRED STREET 33/11KV SUB (ALST) | Power (MW) | 0.03852 | 0.08485 | 0.14546 | 0.22065 | 0.30099
Northern | 2AT1 | 10020839 | ATHERTON 66/22KV SUB (ATHE) | Power (MW) | 0.06533 | 0.14011 | 0.21739 | 0.29609 | 0.36936
Northern | 2AT2 | 10020761 | ATHERTON 66/22KV SUB (ATHE) | Power (MW) | 0.07289 | 0.15979 | 0.25075 | 0.34456 | 0.43307
Northern | 2BAR | 10020850 | ATHERTON 66/22KV SUB (ATHE) | Power (MW) | 0.10131 | 0.22379 | 0.34349 | 0.45803 | 0.55823
Northern | 2CAR | 10020817 | ATHERTON 66/22KV SUB (ATHE) | Power (MW) | 0.17058 | 0.37408 | 0.57411 | 0.76672 | 0.93733
Northern | 2HER | 10020787 | ATHERTON 66/22KV SUB (ATHE) | Power (MW) | 0.09793 | 0.21564 | 0.33049 | 0.44068 | 0.53724
Northern | 2KAT | 10020655 | ATHERTON 66/22KV SUB (ATHE) | Power (MW) | 0.09538 | 0.18803 | 0.27879 | 0.36595 | 0.44253
Northern | 2MAL | 10020775 | ATHERTON 66/22KV SUB (ATHE) | Power (MW) | 0.08167 | 0.18011 | 0.27671 | 0.36939 | 0.45016
Northern | 2PEE | 10020806 | ATHERTON 66/22KV SUB (ATHE) | Power (MW) | 0.13651 | 0.30076 | 0.45794 | 0.60482 | 0.73011
Northern | 2TAR | 10020828 | ATHERTON 66/22KV SUB (ATHE) | Power (MW) | 0.09996 | 0.22015 | 0.33935 | 0.45533 | 0.55817
Southern | AW113 | 40001170 | AWSS AWOONGA 66/11KV SUB | Power (MW) | 0.02679 | 0.05872 | 0.08544 | 0.1075 | 0.12424
Southern | AW109 | 40001162 | AWSS AWOONGA 66/11KV SUB | Power (MW) | 0.0041 | 0.0041 | 0.0041 | 0.0041 | 0.0041
Southern | AW118 | 40001225 | AWSS AWOONGA 66/11KV SUB | Power (MW) | 0.0041 | 0.0041 | 0.0041 | 0.0041 | 0.0041
Northern | AY-03 | 20001488 | AYR 66/11KV SUB (AYRZ) | Power (MW) | 0.04837 | 0.10714 | 0.15973 | 0.20535 | 0.24105
Northern | AY-04 | 20001649 | AYR 66/11KV SUB (AYRZ) | Power (MW) | 0.04113 | 0.09144 | 0.14072 | 0.18759 | 0.22773
Northern | AY-05 | 20001246 | AYR 66/11KV SUB (AYRZ) | Power (MW) | 0.00769 | 0.01695 | 0.02616 | 0.03505 | 0.04278
Northern | AY-06 | 20001263 | AYR 66/11KV SUB (AYRZ) | Power (MW) | 0.03448 | 0.07617 | 0.11424 | 0.14814 | 0.17562
Northern | AY-07 | 20001353 | AYR 66/11KV SUB (AYRZ) | Power (MW) | 0.02724 | 0.06074 | 0.09416 | 0.12637 | 0.15408
Northern | 2BAM | 10020781 | BABINDA 22KV SUB (BABINDA) | Power (MW) | 0.02187 | 0.04834 | 0.07514 | 0.10167 | 0.12552
Northern | 2BAT | 10020780 | BABINDA 22KV SUB (BABINDA) | Power (MW) | 0.05325 | 0.11678 | 0.17954 | 0.23963 | 0.29273
Northern | 338 | 30053848 | BALBERRA 33/11KV SUB (BALB) | Power (MW) | 0.01464 | 0.0323 | 0.04948 | 0.06589 | 0.08015
Northern | 205 | 30053773 | BALBERRA 33/11KV SUB (BALB) | Power (MW) | 0.0235 | 0.05212 | 0.08008 | 0.1067 | 0.12963
Northern | BA-01 | 20001859 | BAMBAROO 66/11KV SUB (BAMB) | Power (MW) | 0.00615 | 0.01365 | 0.02145 | 0.02937 | 0.03662
Northern | BA-02 | 84653782 | BAMBAROO 66/11KV SUB (BAMB) | Power (MW) | 0.00321 | 0.00708 | 0.01053 | 0.01351 | 0.0158
Southern | BB210 | 40001062 | BBBS BARCALDINE 132/66/22KV SUB | Power (MW) | 0.04071 | 0.08658 | 0.13244 | 0.17725 | 0.21701
Southern | BB208 | 40001061 | BBBS BARCALDINE 132/66/22KV SUB | Power (MW) | 0.02585 | 0.05729 | 0.08916 | 0.1208 | 0.14937
Southern | BB204 | 40001060 | BBBS BARCALDINE 132/66/22KV SUB | Power (MW) | 0.04933 | 0.108 | 0.1651 | 0.21972 | 0.26755
Southern | BB211 | 40001063 | BBBS BARCALDINE 132/66/22KV SUB | Power (MW) | 0.00591 | 0.01313 | 0.02026 | 0.02712 | 0.03308
Southern | 2136 | 40001057 | BBBS BARCALDINE 132/66/22KV SUB | Power (MW) | 0.0041 | 0.0041 | 0.0041 | 0.0041 | 0.0041
Southern | 2140 | 40001071 | BBBS BARCALDINE 132/66/22KV SUB | Power (MW) | 0.0041 | 0.0041 | 0.0041 | 0.0041 | 0.0041
Southern | BB203 | 40001059 | BBBS BARCALDINE 132/66/22KV SUB | Power (MW) | 0.0018 | 0.00397 | 0.00597 | 0.0078 | 0.00931
Southern | FB06 | 83029792 | BARGARA 66/11KV SUB (BARG) | Power (MW) | 0.04641 | 0.10168 | 0.15574 | 0.20731 | 0.25309
Southern | BG-E | 82556063 | BARGARA 66/11KV SUB (BARG) | Power (MW) | 0 | 0 | 0 | 0 | 0
Southern | BG-C | 82556069 | BARGARA 66/11KV SUB (BARG) | Power (MW) | 0.37261 | 0.81559 | 1.2262 | 1.598 | 1.906
Southern | BG-D | 82556060 | BARGARA 66/11KV SUB (BARG) | Power (MW) | 0.02406 | 0.0533 | 0.08053 | 0.1053 | 0.12574
Southern | BG-B | 82556066 | BARGARA 66/11KV SUB (BARG) | Power (MW) | 0.2219 | 0.48207 | 0.72431 | 0.94425 | 1.126
Northern | BB-01 | 20001962 | BARRATTA 66/11KV SUB (BARR) | Power (MW) | 0.01685 | 0.03727 | 0.05714 | 0.07599 | 0.09223
Northern | BB-02 | 20002064 | BARRATTA 66/11KV SUB (BARR) | Power (MW) | 0.00382 | 0.00848 | 0.01307 | 0.01752 | 0.02145
Northern | 2BED2 | 40214378 | BEDOURIE GENERATION (BEDO) | Power (MW) | 0 | 0 | 0 | 0 | 0
Northern | BEGA-04 | 82912268 | BELGIAN GARDENS A 66/11KV SUB (BEGA) | Power (MW) | 0.05862 | 0.12806 | 0.19326 | 0.25253 | 0.30176
Northern | BEGA-08 | 82912274 | BELGIAN GARDENS A 66/11KV SUB (BEGA) | Power (MW) | 0.09757 | 0.21372 | 0.32767 | 0.43647 | 0.53233
Northern | BEGA-09 | 82912277 | BELGIAN GARDENS A 66/11KV SUB (BEGA) | Power (MW) | 0.03571 | 0.07842 | 0.11729 | 0.15204 | 0.17994
Northern | BEGA-10 | 82912280 | BELGIAN GARDENS A 66/11KV SUB (BEGA) | Power (MW) | 0.03907 | 0.08603 | 0.13861 | 0.19673 | 0.25571
Northern | BEGA-15 | 82912289 | BELGIAN GARDENS A 66/11KV SUB (BEGA) | Power (MW) | 0.07139 | 0.15716 | 0.24668 | 0.33803 | 0.42394
Southern | FB05 | 83877381 | BERSERKER 66/11KV SUB (BERS) | Power (MW) | 0.05805 | 0.12699 | 0.19073 | 0.24841 | 0.29592
Southern | FB04 | 83877404 | BERSERKER 66/11KV SUB (BERS) | Power (MW) | 0.06547 | 0.14126 | 0.21817 | 0.29426 | 0.36283
Southern | FB15 | 83877341 | BERSERKER 66/11KV SUB (BERS) | Power (MW) | 0.07877 | 0.16964 | 0.25814 | 0.34253 | 0.41625
Southern | FB08 | 83877378 | BERSERKER 66/11KV SUB (BERS) | Power (MW) | 0.0041 | 0.0041 | 0.0041 | 0.0041 | 0.0041
Southern | FB14 | 84064752 | BERSERKER 66/11KV SUB (BERS) | Power (MW) | 0.07036 | 0.1551 | 0.24184 | 0.3285 | 0.40739
Southern | FB16 | 84587749 | BERSERKER 66/11KV SUB (BERS) | Power (MW) | 0.01847 | 0.03953 | 0.05973 | 0.07875 | 0.09532
Southern | FB10 | 84587754 | BERSERKER 66/11KV SUB (BERS) | Power (MW) | 0.0041 | 0.0041 | 0.0041 | 0.0041 | 0.0041
Southern | FB11 | 84064137 | BERSERKER 66/11KV SUB (BERS) | Power (MW) | 0.04737 | 0.10427 | 0.15783 | 0.20706 | 0.24837
Southern | BF202 | 40001029 | BFSS BEDFORD WEIR 66/22KV SUB | Power (MW) | 0.05691 | 0.12502 | 0.19591 | 0.2682 | 0.33659
Southern | BF203 | 40001030 | BFSS BEDFORD WEIR 66/22KV SUB | Power (MW) | 0.00042 | 0.00093 | 0.00159 | 0.0024 | 0.00322
Southern | BF207 | 40001031 | BFSS BEDFORD WEIR 66/22KV SUB | Power (MW) | 5e-05 | 5e-05 | 5e-05 | 5e-05 | 5e-05
Southern | BF208 | 40001032 | BFSS BEDFORD WEIR 66/22KV SUB | Power (MW) | 0.00071 | 0.00156 | 0.00249 | 0.00349 | 0.00447
Southern | BL103 | 40001246 | BLBS BILOELA 132/66/11KV SUB | Power (MW) | 0.0141 | 0.03138 | 0.04889 | 0.0663 | 0.08202
Southern | BL106 | 40000960 | BLBS BILOELA 132/66/11KV SUB | Power (MW) | 0.04439 | 0.09809 | 0.15043 | 0.20036 | 0.24361
Southern | BL109 | 40000962 | BLBS BILOELA 132/66/11KV SUB | Power (MW) | 0.02117 | 0.04701 | 0.07277 | 0.09788 | 0.12008
Southern | BL104 | 40001247 | BLBS BILOELA 132/66/11KV SUB | Power (MW) | 0.06955 | 0.14819 | 0.22576 | 0.30062 | 0.36637
Southern | BL107 | 40000961 | BLBS BILOELA 132/66/11KV SUB | Power (MW) | 0.05234 | 0.11545 | 0.17629 | 0.23393 | 0.28384
Southern | BL101 | 40000982 | BLBS BILOELA 132/66/11KV SUB | Power (MW) | 0.05815 | 0.12502 | 0.19092 | 0.25482 | 0.31136
Southern | BG208 | 40001052 | BGSS BINGEGANG 66/22KV SUB | Power (MW) | 0.00314 | 0.00693 | 0.01056 | 0.01394 | 0.01675
Southern | BG207 | 40001033 | BGSS BINGEGANG 66/22KV SUB | Power (MW) | 0.00467 | 0.01032 | 0.0161 | 0.02189 | 0.02714
Southern | 2BIR1 | 40214368 | BIRDSVILLE GENERATION (BIRD) | Power (MW) | 0.00297 | 0.00664 | 0.01006 | 0.01298 | 0.0151
Southern | 2BIR2 | 40214370 | BIRDSVILLE GENERATION (BIRD) | Power (MW) | 0.0173 | 0.03751 | 0.05357 | 0.06563 | 0.0737
Southern | BW216 | 40001037 | BLACKWATER 132/66/22KV SUB (BWBS) | Power (MW) | 0 | 0 | 0 | 0 | 0
Southern | BW210 | 40001035 | BLACKWATER 132/66/22KV SUB (BWBS) | Power (MW) | 0.08944 | 0.19611 | 0.3074 | 0.42101 | 0.52749
Southern | BW209 | 40001034 | BLACKWATER 132/66/22KV SUB (BWBS) | Power (MW) | 0.00188 | 0.00415 | 0.00647 | 0.00882 | 0.01102
Southern | BW220 | 40001038 | BLACKWATER 132/66/22KV SUB (BWBS) | Power (MW) | 0.05071 | 0.11082 | 0.17089 | 0.22986 | 0.28287
Southern | BK210 | 40216325 | BKSS BLACKALL 66/22KV SUB | Power (MW) | 0.03985 | 0.08787 | 0.13553 | 0.18203 | 0.22344
Northern | 2AYT | 81669226 | BLOOMFIELD 22KV SUB (BLOO) | Power (MW) | 0.01534 | 0.03384 | 0.05297 | 0.07239 | 0.09037
Northern | 2ROS | 81669225 | BLOOMFIELD 22KV SUB (BLOO) | Power (MW) | 0.00403 | 0.0089 | 0.01379 | 0.01864 | 0.02306
Northern | BLRI-04 | 25280122 | BLACKRIVER 66/11KV SUB (BLRI) | Power (MW) | 0.02507 | 0.05522 | 0.07985 | 0.09967 | 0.1142
Northern | BLRI-05 | 84737242 | BLACKRIVER 66/11KV SUB (BLRI) | Power (MW) | 0.19988 | 0.4406 | 0.67556 | 0.90028 | 1.0961
Northern | BLRI-08 | 82914276 | BLACKRIVER 66/11KV SUB (BLRI) | Power (MW) | 0.13017 | 0.2866 | 0.43206 | 0.56402 | 0.67268
Northern | BLRI-09 | 82914179 | BLACKRIVER 66/11KV SUB (BLRI) | Power (MW) | 0.14864 | 0.32811 | 0.50737 | 0.68201 | 0.83623
Northern | BLRI-10 | 82914279 | BLACKRIVER 66/11KV SUB (BLRI) | Power (MW) | 0.23066 | 0.4949 | 0.76684 | 1.0365 | 1.2758
Northern | BLRI-11 | 82914282 | BLACKRIVER 66/11KV SUB (BLRI) | Power (MW) | 0.15351 | 0.33809 | 0.51569 | 0.68248 | 0.82447
Northern | BLRI-14 | 84738836 | BLACKRIVER 66/11KV SUB (BLRI) | Power (MW) | 0.02125 | 0.04608 | 0.07057 | 0.09411 | 0.11461
Northern | BLRI-15 | 84737245 | BLACKRIVER 66/11KV SUB (BLRI) | Power (MW) | 0.10293 | 0.22706 | 0.35045 | 0.47048 | 0.5767
Northern | BL-01 | 20002267 | BLUEWATER 66/11KV SUB (BLUE) | Power (MW) | 0.04142 | 0.09143 | 0.13658 | 0.17631 | 0.20806
Northern | BL-02 | 20002331 | BLUEWATER 66/11KV SUB (BLUE) | Power (MW) | 0.06897 | 0.15224 | 0.22612 | 0.29041 | 0.3414
Northern | BLVA-04 | 82563751 | BLUE VALLEY 132/11KV SUB (BLVA) | Power (MW) | 0.0041 | 0.0041 | 0.0041 | 0.0041 | 0.0041
Northern | BLVA-05 | 82563748 | BLUE VALLEY 132/11KV SUB (BLVA) | Power (MW) | 0.0041 | 0.0041 | 0.0041 | 0.0041 | 0.0041
Southern | BD-D | 50000011 | BOONDOOMBA DAM 66/11KV SUB | Power (MW) | 0.00512 | 0.01125 | 0.01764 | 0.02417 | 0.03028
Northern | BO-01 | 20020964 | BOHLE 66/11KV SUB (BOHL) | Power (MW) | 0.02939 | 0.06278 | 0.09523 | 0.12541 | 0.15092
Northern | BO-02 | 20002744 | BOHLE 66/11KV SUB (BOHL) | Power (MW) | 0.08245 | 0.17845 | 0.27212 | 0.36019 | 0.43451
Northern | BO-03 | 20002752 | BOHLE 66/11KV SUB (BOHL) | Power (MW) | 0.14946 | 0.32793 | 0.51308 | 0.70159 | 0.87679
Northern | BO-04 | 20002914 | BOHLE 66/11KV SUB (BOHL) | Power (MW) | 0.08902 | 0.19686 | 0.308 | 0.4195 | 0.52049
Northern | BO-05 | 20002948 | BOHLE 66/11KV SUB (BOHL) | Power (MW) | 0.06056 | 0.13261 | 0.20008 | 0.26194 | 0.31362
Northern | BO-06 | 20002985 | BOHLE 66/11KV SUB (BOHL) | Power (MW) | 0.01327 | 0.02836 | 0.04421 | 0.0604 | 0.07559
Northern | BO-07 | 20003026 | BOHLE 66/11KV SUB (BOHL) | Power (MW) | 0.03516 | 0.07757 | 0.11366 | 0.14381 | 0.16681
Northern | BO-08 | 20003061 | BOHLE 66/11KV SUB (BOHL) | Power (MW) | 0.11575 | 0.25279 | 0.38908 | 0.52211 | 0.64067
Northern | BO-10 | 20003088 | BOHLE 66/11KV SUB (BOHL) | Power (MW) | 0.12127 | 0.26677 | 0.40436 | 0.52977 | 0.63234
Northern | BO11 | 82982249 | BOHLE 66/11KV SUB (BOHL) | Power (MW) | 0.05373 | 0.11555 | 0.17868 | 0.24072 | 0.29588
Southern | BR108 | 40001176 | BOYNE RESIDENTIAL 66/11KV SUB (BRSS) | Power (MW) | 0.06978 | 0.15442 | 0.23646 | 0.31423 | 0.38118
Southern | BR103 | 40001174 | BOYNE RESIDENTIAL 66/11KV SUB (BRSS) | Power (MW) | 0.052 | 0.11129 | 0.16566 | 0.21463 | 0.25483
Southern | BR102 | 40001230 | BOYNE RESIDENTIAL 66/11KV SUB (BRSS) | Power (MW) | 0.08898 | 0.19613 | 0.29496 | 0.38431 | 0.45848
Southern | BR107 | 40001175 | BOYNE RESIDENTIAL 66/11KV SUB (BRSS) | Power (MW) | 0.10678 | 0.22619 | 0.33282 | 0.4263 | 0.50148
Northern | BN-03 | 20002437 | BOWEN 66/11KV SUB (BOWE) | Power (MW) | 0.06533 | 0.1442 | 0.22155 | 0.29584 | 0.36086
Northern | BN-04 | 20002494 | BOWEN 66/11KV SUB (BOWE) | Power (MW) | 0.02518 | 0.05597 | 0.0877 | 0.1196 | 0.14859
Northern | BN-05 | 20002622 | BOWEN 66/11KV SUB (BOWE) | Power (MW) | 0.08219 | 0.18075 | 0.2828 | 0.3868 | 0.48382
Northern | BN-06 | 20002652 | BOWEN 66/11KV SUB (BOWE) | Power (MW) | 0.08282 | 0.18189 | 0.28367 | 0.3862 | 0.48048
Northern | BN-07 | 20002698 | BOWEN 66/11KV SUB (BOWE) | Power (MW) | 0.10114 | 0.22247 | 0.33871 | 0.44774 | 0.54094
Northern | BN-08 | 25280514 | BOWEN 66/11KV SUB (BOWE) | Power (MW) | 0.06226 | 0.13759 | 0.21108 | 0.28132 | 0.34241
Southern | F2620 | 60026729 | ME057 BROXBURN 33/11KV SUB | Power (MW) | 0.04161 | 0.08992 | 0.13632 | 0.18006 | 0.21796
Southern | F3400 | 60026778 | ME057 BROXBURN 33/11KV SUB | Power (MW) | 0.00647 | 0.0143 | 0.02092 | 0.0264 | 0.03055
Southern | F3950 | 60026809 | ME057 BROXBURN 33/11KV SUB | Power (MW) | 0.09448 | 0.2002 | 0.29989 | 0.39238 | 0.47099
Southern | F4185 | 60026824 | ME057 BROXBURN 33/11KV SUB | Power (MW) | 0.0441 | 0.09695 | 0.14482 | 0.18733 | 0.22183
Southern | F4205 | 60026825 | ME057 BROXBURN 33/11KV SUB | Power (MW) | 0.00969 | 0.02134 | 0.03203 | 0.04162 | 0.04946
Southern | CB-D | 82915268 | BUNDABERG CENTRAL 66/11KV SUB (BUCE) | Power (MW) | 0.00258 | 0.00577 | 0.00955 | 0.01394 | 0.01854
Southern | CB-I | 82915231 | BUNDABERG CENTRAL 66/11KV SUB (BUCE) | Power (MW) | 0.03208 | 0.06693 | 0.10259 | 0.13849 | 0.17172
Southern | CB-H | 82915256 | BUNDABERG CENTRAL 66/11KV SUB (BUCE) | Power (MW) | 0.01539 | 0.03375 | 0.05157 | 0.06854 | 0.08331
Southern | CB-J | 82915259 | BUNDABERG CENTRAL 66/11KV SUB (BUCE) | Power (MW) | 0.11967 | 0.26314 | 0.40486 | 0.54255 | 0.6652
Southern | CB-C | 82915237 | BUNDABERG CENTRAL 66/11KV SUB (BUCE) | Power (MW) | 0.02054 | 0.0452 | 0.07162 | 0.09934 | 0.12603
Southern | CB-K | 82915271 | BUNDABERG CENTRAL 66/11KV SUB (BUCE) | Power (MW) | 0.08666 | 0.19061 | 0.29368 | 0.39368 | 0.48388
Southern | CB-F | 82915228 | BUNDABERG CENTRAL 66/11KV SUB (BUCE) | Power (MW) | 0.02195 | 0.049 | 0.07884 | 0.1109 | 0.14198
Southern | BY-A | 50000015 | BULLYARD 66/11KV SUB | Power (MW) | 0.02166 | 0.04818 | 0.07408 | 0.09877 | 0.12004
Southern | BY-D | 50000016 | BULLYARD 66/11KV SUB | Power (MW) | 0.02397 | 0.05298 | 0.07833 | 0.1001 | 0.11717
Southern | BY-F | 50000017 | BULLYARD 66/11KV SUB | Power (MW) | 0 | 0 | 0 | 0 | 0
Northern | 2ABS | 10020820 | CAIRNS CITY 132/22KV SUB (CAIRNS CITY) | Power (MW) | 0.01328 | 0.0284 | 0.05035 | 0.08146 | 0.122
Northern | 2APS | 10020815 | CAIRNS CITY 132/22KV SUB (CAIRNS CITY) | Power (MW) | 0.00704 | 0.01582 | 0.02564 | 0.0364 | 0.047
Northern | 2CIP | 10132616 | CAIRNS CITY 132/22KV SUB (CAIRNS CITY) | Power (MW) | 0.00011 | 0.00023 | 0.00037 | 0.00053 | 0.00065
Northern | 2ESP | 10020816 | CAIRNS CITY 132/22KV SUB (CAIRNS CITY) | Power (MW) | 0.00264 | 0.00566 | 0.00896 | 0.01255 | 0.01624
Northern | 2GR1 | 10020812 | CAIRNS CITY 132/22KV SUB (CAIRNS CITY) | Power (MW) | 0.00421 | 0.00915 | 0.01475 | 0.02104 | 0.02757
Northern | 2GR2 | 10020822 | CAIRNS CITY 132/22KV SUB (CAIRNS CITY) | Power (MW) | 0.00641 | 0.01382 | 0.02182 | 0.03044 | 0.039
Northern | 2HAB | 10020821 | CAIRNS CITY 132/22KV SUB (CAIRNS CITY) | Power (MW) | 0.0041 | 0.0041 | 0.0041 | 0.0041 | 0.0041
Northern | 2HS1 | 10020802 | CAIRNS CITY 132/22KV SUB (CAIRNS CITY) | Power (MW) | 0.08676 | 0.19049 | 0.30274 | 0.42175 | 0.53715
Northern | 2HS2 | 10020803 | CAIRNS CITY 132/22KV SUB (CAIRNS CITY) | Power (MW) | 0.07061 | 0.15405 | 0.24434 | 0.34053 | 0.43457
Northern | 2LAS | 10020814 | CAIRNS CITY 132/22KV SUB (CAIRNS CITY) | Power (MW) | 0.00781 | 0.01722 | 0.02808 | 0.04041 | 0.05312
Northern | 2MCL | 10020818 | CAIRNS CITY 132/22KV SUB (CAIRNS CITY) | Power (MW) | 0.01928 | 0.04263 | 0.06917 | 0.09884 | 0.12909
Northern | 2SHS | 10020810 | CAIRNS CITY 132/22KV SUB (CAIRNS CITY) | Power (MW) | 0.02415 | 0.05192 | 0.08122 | 0.11171 | 0.14098
Northern | 2SP2 | 10020811 | CAIRNS CITY 132/22KV SUB (CAIRNS CITY) | Power (MW) | 0.00414 | 0.00414 | 0.00414 | 0.00414 | 0.00411
Northern | 2WHS | 10020813 | CAIRNS CITY 132/22KV SUB (CAIRNS CITY) | Power (MW) | 0.00336 | 0.00746 | 0.01248 | 0.0185 | 0.02504
Northern | CF-01 | 20003547 | CAPE FERGUSON 66/11KV SUB (CAFE) | Power (MW) | 0 | 0 | 0 | 0 | 0
Northern | CF-02 | 20003550 | CAPE FERGUSON 66/11KV SUB (CAFE) | Power (MW) | 0.02472 | 0.05467 | 0.08409 | 0.11251 | 0.13759
Northern | 123 | 30053755 | CALEN 66/11KV SUB (CALE) | Power (MW) | 0.01235 | 0.02729 | 0.04219 | 0.0566 | 0.06913
Northern | 112 | 30053765 | CALEN 66/11KV SUB (CALE) | Power (MW) | 0.07658 | 0.17002 | 0.26128 | 0.34818 | 0.42298
Northern | 113 | 30053756 | CALEN 66/11KV SUB (CALE) | Power (MW) | 0.01216 | 0.02684 | 0.0422 | 0.05811 | 0.07322
Southern | CP103 | 40001232 | CPSS CALLIOPE 66/11KV SUB | Power (MW) | 0.10299 | 0.2265 | 0.34002 | 0.44229 | 0.52622
Southern | CP105 | 40001184 | CPSS CALLIOPE 66/11KV SUB | Power (MW) | 0.04739 | 0.10429 | 0.15347 | 0.19503 | 0.22727
Southern | CP101 | 40001183 | CPSS CALLIOPE 66/11KV SUB | Power (MW) | 0.0035 | 0.00773 | 0.01103 | 0.01357 | 0.01537
Northern | 1851 | 82649838 | CANNONVALE 66/11KV SUB (CANN) | Power (MW) | 0.20926 | 0.45927 | 0.69856 | 0.92073 | 1.1071
Northern | 106 | 30053749 | CANNONVALE 66/11KV SUB (CANN) | Power (MW) | 0.07302 | 0.15948 | 0.25511 | 0.35826 | 0.4593
Northern | 107 | 30053750 | CANNONVALE 66/11KV SUB (CANN) | Power (MW) | 0.1002 | 0.22091 | 0.34264 | 0.46202 | 0.56774
Northern | 105 | 30053748 | CANNONVALE 66/11KV SUB (CANN) | Power (MW) | 0.08057 | 0.17673 | 0.27935 | 0.38653 | 0.48826
Northern | 398 | 82649845 | CANNONVALE 66/11KV SUB (CANN) | Power (MW) | 0.16031 | 0.338 | 0.51539 | 0.68789 | 0.84021
Northern | 127 | 30184151 | CANNONVALE 66/11KV SUB (CANN) | Power (MW) | 0.0669 | 0.14667 | 0.23254 | 0.32311 | 0.41017
Northern | 2AE1 | 82921005 | CAIRNS NORTH 132/22KV SUB (CANO) | Power (MW) | 0.01764 | 0.03851 | 0.06357 | 0.09312 | 0.12485
Northern | 2AE2 | 82921014 | CAIRNS NORTH 132/22KV SUB (CANO) | Power (MW) | 0.01492 | 0.0331 | 0.05655 | 0.08512 | 0.11549
Northern | 2ART | 84659987 | CAIRNS NORTH 132/22KV SUB (CANO) | Power (MW) | 0.20465 | 0.44711 | 0.68457 | 0.91272 | 1.1073
Northern | 2COL | 82921002 | CAIRNS NORTH 132/22KV SUB (CANO) | Power (MW) | 0.15346 | 0.33824 | 0.52546 | 0.71076 | 0.87763
Northern | 2CB2 | 82921008 | CAIRNS NORTH 132/22KV SUB (CANO) | Power (MW) | 0.01264 | 0.02679 | 0.04278 | 0.06105 | 0.07994
Northern | 2JEN | 82920982 | CAIRNS NORTH 132/22KV SUB (CANO) | Power (MW) | 0.24729 | 0.54564 | 0.84525 | 1.1395 | 1.4023
Northern | 2MNR | 84326665 | CAIRNS NORTH 132/22KV SUB (CANO) | Power (MW) | 0.25698 | 0.56589 | 0.85197 | 1.1095 | 1.321
Northern | 2MAR | 82921017 | CAIRNS NORTH 132/22KV SUB (CANO) | Power (MW) | 0.09357 | 0.20565 | 0.33094 | 0.46849 | 0.60807
Northern | 2MCM | 84326662 | CAIRNS NORTH 132/22KV SUB (CANO) | Power (MW) | 0.18109 | 0.39896 | 0.61138 | 0.81321 | 0.98773
Northern | 2RIC | 82921011 | CAIRNS NORTH 132/22KV SUB (CANO) | Power (MW) | 0.21345 | 0.46962 | 0.72551 | 0.97536 | 1.1978
Northern | 2STR | 82920985 | CAIRNS NORTH 132/22KV SUB (CANO) | Power (MW) | 0.05075 | 0.11222 | 0.18161 | 0.25908 | 0.33848
Northern | 2AQC | 10020677 | CARDWELL 132/22KV SUB (CARD) | Power (MW) | 0.0006 | 0.00133 | 0.00223 | 0.00325 | 0.00426
Northern | 2BIL | 10020679 | CARDWELL 132/22KV SUB (CARD) | Power (MW) | 0.12389 | 0.27302 | 0.41667 | 0.55154 | 0.66631
Northern | CR-01 | 20003949 | CAPE RIVER 66/11KV SUB (CARI) | Power (MW) | 0.00841 | 0.01857 | 0.02873 | 0.03873 | 0.04771
Northern | CR-02 | 20003983 | CAPE RIVER 66/11KV SUB (CARI) | Power (MW) | 0.00795 | 0.01769 | 0.02673 | 0.03478 | 0.04117
Northern | 209 | 30053777 | CARMILLA 33/11KV SUB (CARM) | Power (MW) | 0.01684 | 0.03729 | 0.05775 | 0.07782 | 0.09575
Southern | CN110 | 40001090 | CANNING STREET 66/11KV SUB (CNSS) | Power (MW) | 0.03932 | 0.08681 | 0.13271 | 0.17606 | 0.2133
Southern | CN103 | 40001091 | CANNING STREET 66/11KV SUB (CNSS) | Power (MW) | 0.08483 | 0.1724 | 0.2567 | 0.33608 | 0.40453
Southern | CN102 | 40001096 | CANNING STREET 66/11KV SUB (CNSS) | Power (MW) | 0.06719 | 0.14064 | 0.21718 | 0.29512 | 0.36712
Southern | CN101 | 84947451 | CANNING STREET 66/11KV SUB (CNSS) | Power (MW) | 0.05457 | 0.11357 | 0.17036 | 0.22371 | 0.26913
Southern | CN109 | 40001095 | CANNING STREET 66/11KV SUB (CNSS) | Power (MW) | 0.01588 | 0.0346 | 0.05354 | 0.07247 | 0.09002
Southern | CN108 | 40001094 | CANNING STREET 66/11KV SUB (CNSS) | Power (MW) | 0.09913 | 0.21786 | 0.33427 | 0.44589 | 0.54359
Southern | CN104 | 40001093 | CANNING STREET 66/11KV SUB (CNSS) | Power (MW) | 0.02149 | 0.04687 | 0.07303 | 0.09965 | 0.12461
Northern | 2BAY | 10020808 | CAIRNS TERMINAL 132/22KV SUB (CATE) | Power (MW) | 0.2161 | 0.47537 | 0.73002 | 0.97515 | 1.1908
Northern | 2BRI | 10020796 | CAIRNS TERMINAL 132/22KV SUB (CATE) | Power (MW) | 0.17578 | 0.38071 | 0.56943 | 0.73888 | 0.87665
Northern | 2BUN | 10020805 | CAIRNS TERMINAL 132/22KV SUB (CATE) | Power (MW) | 0.07886 | 0.17188 | 0.26823 | 0.36511 | 0.45291
Northern | 2CUR | 10130408 | CAIRNS TERMINAL 132/22KV SUB (CATE) | Power (MW) | 0.16145 | 0.35373 | 0.53197 | 0.69246 | 0.82352
Northern | 2EDH | 10020784 | CAIRNS TERMINAL 132/22KV SUB (CATE) | Power (MW) | 0.07573 | 0.1669 | 0.2611 | 0.3565 | 0.44461
Northern | 2GAS | 10020807 | CAIRNS TERMINAL 132/22KV SUB (CATE) | Power (MW) | 0.06807 | 0.14939 | 0.23539 | 0.32489 | 0.41073
Northern | 2MRD | 10020795 | CAIRNS TERMINAL 132/22KV SUB (CATE) | Power (MW) | 0.06493 | 0.14434 | 0.22751 | 0.31222 | 0.38878
Northern | 2PAP | 10020809 | CAIRNS TERMINAL 132/22KV SUB (CATE) | Power (MW) | 0.08351 | 0.18381 | 0.29375 | 0.41244 | 0.52701
Northern | 2POR | 10020800 | CAIRNS TERMINAL 132/22KV SUB (CATE) | Power (MW) | 0.0828 | 0.17884 | 0.28097 | 0.38693 | 0.48774
Northern | 2RRD | 10020786 | CAIRNS TERMINAL 132/22KV SUB (CATE) | Power (MW) | 0.2213 | 0.48114 | 0.74294 | 1.0011 | 1.2323
Northern | 2SES | 10020788 | CAIRNS TERMINAL 132/22KV SUB (CATE) | Power (MW) | 0.00535 | 0.01356 | 0.02223 | 0.03004 | 0.04529
Northern | 2SAC | 10129863 | CAIRNS TERMINAL 132/22KV SUB (CATE) | Power (MW) | 0.06411 | 0.13295 | 0.20908 | 0.27607 | 0.40971
Northern | 2TOO | 10020783 | CAIRNS TERMINAL 132/22KV SUB (CATE) | Power (MW) | 0.13152 | 0.28978 | 0.44199 | 0.58568 | 0.70901
Northern | 2WHI | 10020794 | CAIRNS TERMINAL 132/22KV SUB (CATE) | Power (MW) | 0.01667 | 0.03641 | 0.0578 | 0.08069 | 0.1031
Northern | 2WOR | 10130404 | CAIRNS TERMINAL 132/22KV SUB (CATE) | Power (MW) | 0.09713 | 0.21431 | 0.32916 | 0.43902 | 0.53456
Southern | CAWDOR | 83850808 | SKID B 33/11KV SUB (SKIB) | Power (MW) | 0.08741 | 0.18565 | 0.27172 | 0.34538 | 0.40276
Southern | GRANADA | 83850831 | SKID B 33/11KV SUB (SKIB) | Power (MW) | 0.10744 | 0.23687 | 0.34958 | 0.44548 | 0.52036
Southern | F3065 | 60026756 | CECIL PLAINS 33/11KV SUB | Power (MW) | 0.0044 | 0.00978 | 0.01549 | 0.02139 | 0.02692
Southern | F3145 | 60026764 | CECIL PLAINS 33/11KV SUB | Power (MW) | 0.00811 | 0.01806 | 0.02884 | 0.04022 | 0.05107
Southern | F4380 | 60026831 | CECIL PLAINS 33/11KV SUB | Power (MW) | 0.00362 | 0.00801 | 0.01218 | 0.01606 | 0.01934
Southern | F2465 | 60026722 | CECIL PLAINS 33/11KV SUB | Power (MW) | 0.01 | 0.02219 | 0.03421 | 0.04575 | 0.05575
Southern | F4550 | 60026839 | CECIL PLAINS 33/11KV SUB | Power (MW) | 0.00232 | 0.00512 | 0.00767 | 0.00993 | 0.01174
Southern | F200C | 60026697 | CHARLEVILLE 66/22/11KV SUB | Power (MW) | 0.03979 | 0.08508 | 0.12927 | 0.17153 | 0.20836
Northern | ALMADEN | 83031323 | CHILLAGOE 66/22KV SUB (CHIA) | Power (MW) | 0.00143 | 0.00315 | 0.00492 | 0.00673 | 0.00841
Northern | CHILLAGOE | 83031320 | CHILLAGOE 66/22KV SUB (CHIA) | Power (MW) | 0.01742 | 0.03858 | 0.05989 | 0.08064 | 0.09878
Southern | F082C | 82841186 | SKID E 33/11KV SUB (SKIE) | Power (MW) | 0.09887 | 0.20995 | 0.32203 | 0.4325 | 0.5316
Northern | CT-01 | 20004054 | CHARTERS TOWERS 66/11KV SUB (CHTO) | Power (MW) | 0.04417 | 0.09748 | 0.14853 | 0.19646 | 0.23743
Northern | CT-02 | 20004081 | CHARTERS TOWERS 66/11KV SUB (CHTO) | Power (MW) | 0.0263 | 0.05816 | 0.08657 | 0.11137 | 0.1311
Northern | CT-03 | 20004307 | CHARTERS TOWERS 66/11KV SUB (CHTO) | Power (MW) | 0.02469 | 0.05481 | 0.08422 | 0.11216 | 0.13618
Northern | CT-04 | 20004592 | CHARTERS TOWERS 66/11KV SUB (CHTO) | Power (MW) | 0.05285 | 0.11617 | 0.17866 | 0.23915 | 0.29229
Northern | CT-05 | 25275177 | CHARTERS TOWERS 66/11KV SUB (CHTO) | Power (MW) | 0.03991 | 0.08723 | 0.13429 | 0.18025 | 0.22125
Southern | F080C | 60026677 | MC007 CHINCHILLA TOWN 33/11KV SUB | Power (MW) | 0.11645 | 0.25573 | 0.39135 | 0.52089 | 0.63383
Southern | F081C | 60026678 | MC007 CHINCHILLA TOWN 33/11KV SUB | Power (MW) | 0.08359 | 0.1831 | 0.28281 | 0.38082 | 0.46878
Southern | CL204 | 40001010 | CLBS CLERMONT 132/66/22/11KV SUB (T071) | Power (MW) | 0.10762 | 0.23831 | 0.37077 | 0.50171 | 0.61896
Southern | CL208 | 40000999 | CLBS CLERMONT 132/66/22/11KV SUB (T071) | Power (MW) | 0.00204 | 0.00452 | 0.00671 | 0.00864 | 0.01019
Southern | CL203 | 40000998 | CLBS CLERMONT 132/66/22/11KV SUB (T071) | Power (MW) | 0.07135 | 0.15672 | 0.24415 | 0.33243 | 0.41405
Southern | F3930 | 60026807 | CLIFTON 33/11KV SUB (ME399) | Power (MW) | 0.02438 | 0.05349 | 0.08093 | 0.1062 | 0.12741
Southern | F2525 | 60026724 | CLIFTON 33/11KV SUB (ME399) | Power (MW) | 0.04929 | 0.10865 | 0.16565 | 0.21933 | 0.26543
Southern | F2530 | 60026725 | CLIFTON 33/11KV SUB (ME399) | Power (MW) | 0.03243 | 0.07125 | 0.10782 | 0.14148 | 0.16974
Southern | CI105 | 40001178 | CLINTON INDUSTRIAL 66/11KV SUB (CISS) | Power (MW) | 0.08545 | 0.18564 | 0.29078 | 0.39903 | 0.50078
Southern | CI104 | 40001177 | CLINTON INDUSTRIAL 66/11KV SUB (CISS) | Power (MW) | 0.1088 | 0.24002 | 0.36242 | 0.4744 | 0.56755
Southern | CI109 | 40001179 | CLINTON INDUSTRIAL 66/11KV SUB (CISS) | Power (MW) | 0.04206 | 0.09396 | 0.14984 | 0.20763 | 0.26063
Southern | CI110 | 40001180 | CLINTON INDUSTRIAL 66/11KV SUB (CISS) | Power (MW) | 0.051 | 0.11172 | 0.16805 | 0.21933 | 0.2619
Southern | CI111 | 40001231 | CLINTON INDUSTRIAL 66/11KV SUB (CISS) | Power (MW) | 0.06109 | 0.13184 | 0.20847 | 0.28696 | 0.3583
Northern | CC-01 | 20003435 | CLONCURRY 66/11KV SUB (CC) | Power (MW) | 0.02966 | 0.06467 | 0.10169 | 0.14016 | 0.17669
Northern | CC-02 | 20003471 | CLONCURRY 66/11KV SUB (CC) | Power (MW) | 0.01943 | 0.04231 | 0.06527 | 0.0879 | 0.10831
Northern | CO-01 | 20003792 | COLLINSVILLE 33KV SUB (COLL) | Power (MW) | 0.08991 | 0.19119 | 0.28648 | 0.37377 | 0.44618
Northern | CO-02 | 20003866 | COLLINSVILLE 33KV SUB (COLL) | Power (MW) | 0.00359 | 0.0079 | 0.0124 | 0.01695 | 0.02112
Northern | 3218 | 84379997 | COLLINSVILLE 33KV SUB (COLL) | Power (MW) | 0 | 0 | 0 | 0 | 0
Southern | CM202 | 40200482 | CMSS COMET 66/22KV SUB | Power (MW) | 0.00235 | 0.00524 | 0.00832 | 0.01148 | 0.01436
Southern | CM201 | 40001039 | CMSS COMET 66/22KV SUB | Power (MW) | 0.00659 | 0.01425 | 0.02146 | 0.02817 | 0.03396
Northern | 245 | 80077053 | COPPABELLA MINE 66/11KV SUB (COMI) | Power (MW) | 0.0041 | 0.0041 | 0.0041 | 0.0041 | 0.0041
Northern | 236 | 30053803 | COPPABELLA MINE 66/11KV SUB (COMI) | Power (MW) | 0.0041 | 0.0041 | 0.0041 | 0.0041 | 0.0041
Northern | CB-03 | 20003294 | CRANBROOK 66/11KV SUB (CB) | Power (MW) | 0.06351 | 0.14005 | 0.20943 | 0.27094 | 0.32075
Northern | CB-04 | 20003306 | CRANBROOK 66/11KV SUB (CB) | Power (MW) | 0.02357 | 0.05192 | 0.07858 | 0.10322 | 0.12406
Northern | CB-05 | 20003317 | CRANBROOK 66/11KV SUB (CB) | Power (MW) | 0.05208 | 0.11456 | 0.17294 | 0.22625 | 0.27079
Northern | CB-07 | 20003349 | CRANBROOK 66/11KV SUB (CB) | Power (MW) | 0.03744 | 0.08275 | 0.12063 | 0.15176 | 0.17516
Northern | CB-08 | 20003387 | CRANBROOK 66/11KV SUB (CB) | Power (MW) | 0.01198 | 0.02583 | 0.03882 | 0.05086 | 0.06116
Northern | 357 | 30053867 | CREDITON 66/11KV SUB (CRED) | Power (MW) | 0.01807 | 0.04004 | 0.06379 | 0.0889 | 0.11303
Southern | F315C | 60026766 | CUNNAMULLA 66/22/11KV SUB | Power (MW) | 0.03382 | 0.07521 | 0.11631 | 0.15625 | 0.1915
Southern | F351C | 60026787 | CUNNAMULLA 66/22/11KV SUB | Power (MW) | 0.0054 | 0.01194 | 0.01859 | 0.02527 | 0.03139
Southern | F306C | 60026757 | CUNNAMULLA 66/22/11KV SUB | Power (MW) | 0.0257 | 0.03544 | 0.04494 | 0.054 | 0.06185
Southern | F034D | 60026660 | DALBY CENTRAL 33/11KV SUB (DACE) | Power (MW) | 0.08143 | 0.17247 | 0.25513 | 0.32855 | 0.38794
Southern | F023D | 60026651 | DALBY CENTRAL 33/11KV SUB (DACE) | Power (MW) | 0.01058 | 0.02306 | 0.03609 | 0.04948 | 0.06208
Southern | F024D | 60026652 | DALBY CENTRAL 33/11KV SUB (DACE) | Power (MW) | 0.06012 | 0.1252 | 0.1863 | 0.24254 | 0.28973
Southern | 1949 | 82917286 | DALBY CENTRAL 33/11KV SUB (DACE) | Power (MW) | 0.045 | 0.09866 | 0.15154 | 0.20249 | 0.24716
Southern | F022D | 60026649 | DALBY CENTRAL 33/11KV SUB (DACE) | Power (MW) | 0.06331 | 0.13949 | 0.2141 | 0.28575 | 0.34835
Southern | F021D | 60026647 | DALBY CENTRAL 33/11KV SUB (DACE) | Power (MW) | 0.06644 | 0.14566 | 0.2214 | 0.29225 | 0.35258
Southern | 1950 | 82917289 | DALBY CENTRAL 33/11KV SUB (DACE) | Power (MW) | 0.025 | 0.05453 | 0.08312 | 0.11017 | 0.1335
Northern | DG-03 | 82889352 | DAN GLEESON 132/66/11KV SUB (DAGL) | Power (MW) | 0.04423 | 0.09791 | 0.14406 | 0.183 | 0.21291
Northern | DG-04 | 20004700 | DAN GLEESON 132/66/11KV SUB (DAGL) | Power (MW) | 0.04597 | 0.10006 | 0.15398 | 0.20684 | 0.25421
Northern | DG-05 | 20004715 | DAN GLEESON 132/66/11KV SUB (DAGL) | Power (MW) | 0.00274 | 0.00606 | 0.009 | 0.01155 | 0.01357
Northern | DG-07 | 20004796 | DAN GLEESON 132/66/11KV SUB (DAGL) | Power (MW) | 0.11799 | 0.25327 | 0.3701 | 0.46856 | 0.54394
Northern | DG-08 | 20004893 | DAN GLEESON 132/66/11KV SUB (DAGL) | Power (MW) | 0.03735 | 0.08257 | 0.1183 | 0.14615 | 0.16601
Northern | DG-10 | 20004903 | DAN GLEESON 132/66/11KV SUB (DAGL) | Power (MW) | 0.12897 | 0.2844 | 0.4254 | 0.54973 | 0.64465
Northern | DG-11 | 82889348 | DAN GLEESON 132/66/11KV SUB (DAGL) | Power (MW) | 0.01915 | 0.0422 | 0.06043 | 0.07486 | 0.08546
Northern | DG-12 | 83873150 | DAN GLEESON 132/66/11KV SUB (DAGL) | Power (MW) | 0.04325 | 0.08942 | 0.12712 | 0.15738 | 0.1795
Southern | DG-B | 50000028 | DEGILBO 66/11KV SUB (DG) | Power (MW) | 0.00453 | 0.01 | 0.01554 | 0.02109 | 0.02615
Southern | DG-D | 50000026 | DEGILBO 66/11KV SUB (DG) | Power (MW) | 0.00145 | 0.0032 | 0.00502 | 0.0069 | 0.00869
Southern | DG-A | 50000027 | DEGILBO 66/11KV SUB (DG) | Power (MW) | 0.00743 | 0.01642 | 0.02512 | 0.03341 | 0.04059
Southern | DG-C | 50000025 | DEGILBO 66/11KV SUB (DG) | Power (MW) | 0.05058 | 0.11166 | 0.17008 | 0.22491 | 0.27181
Northern | 2MUT | 10020855 | DIMBULAH 66/22KV SUB (DIMB) | Power (MW) | 0.06399 | 0.14067 | 0.21389 | 0.28218 | 0.3401
Northern | 2PET | 10020856 | DIMBULAH 66/22KV SUB (DIMB) | Power (MW) | 0.01136 | 0.02532 | 0.03897 | 0.05201 | 0.0633
Northern | 2WOL | 10020857 | DIMBULAH 66/22KV SUB (DIMB) | Power (MW) | 0.02089 | 0.04623 | 0.07183 | 0.09704 | 0.11949
Northern | DR-02 | 25273020 | DUCHESS ROAD 132/11KV SUB (DURO) | Power (MW) | 0.05327 | 0.11725 | 0.18172 | 0.24569 | 0.30385
Northern | DR-03 | 20005188 | DUCHESS ROAD 132/11KV SUB (DURO) | Power (MW) | 0.03622 | 0.07916 | 0.12197 | 0.16404 | 0.20198
Northern | DR-04 | 20005242 | DUCHESS ROAD 132/11KV SUB (DURO) | Power (MW) | 0.01767 | 0.03896 | 0.06205 | 0.0866 | 0.11092
Northern | DR-05 | 20005265 | DUCHESS ROAD 132/11KV SUB (DURO) | Power (MW) | 0.07795 | 0.17188 | 0.26666 | 0.36056 | 0.44537
Northern | DR-06 | 20005314 | DUCHESS ROAD 132/11KV SUB (DURO) | Power (MW) | 0.05768 | 0.12655 | 0.19211 | 0.25329 | 0.3054
Northern | DR-07 | 20005336 | DUCHESS ROAD 132/11KV SUB (DURO) | Power (MW) | 0.04962 | 0.10881 | 0.16997 | 0.2321 | 0.29021
Northern | DR-08 | 20005357 | DUCHESS ROAD 132/11KV SUB (DURO) | Power (MW) | 0.04309 | 0.09511 | 0.14334 | 0.18717 | 0.22352
Northern | DR-10 | 20005412 | DUCHESS ROAD 132/11KV SUB (DURO) | Power (MW) | 0.09411 | 0.20797 | 0.32095 | 0.43109 | 0.5291
Northern | DR-12 | 20005133 | DUCHESS ROAD 132/11KV SUB (DURO) | Power (MW) | 0.05861 | 0.12919 | 0.19891 | 0.26668 | 0.32672
Northern | DR-13 | 80076113 | DUCHESS ROAD 132/11KV SUB (DURO) | Power (MW) | 0.01709 | 0.03679 | 0.05736 | 0.0785 | 0.0987
Northern | DR14 | 84026518 | DUCHESS ROAD 132/11KV SUB (DURO) | Power (MW) | 0.02232 | 0.04918 | 0.07454 | 0.098 | 0.11765
Southern | DY207 | 40001041 | DYSART 132/66/22KV SUB (DYBS) | Power (MW) | 0.00054 | 0.0012 | 0.00197 | 0.00288 | 0.00386
Southern | DY201 | 40001040 | DYSART 132/66/22KV SUB (DYBS) | Power (MW) | 0.02996 | 0.06555 | 0.10438 | 0.14626 | 0.1878
Southern | DY205 | 40001053 | DYSART 132/66/22KV SUB (DYBS) | Power (MW) | 0.03767 | 0.08202 | 0.13096 | 0.18439 | 0.23801
Northern | 14017 | 84195233 | EAST AYR SPILLER ST 66/11KV SUB (EAAY) | Power (MW) | 0.00601 | 0.01334 | 0.02135 | 0.02991 | 0.03824
Northern | EA-03 | 20005447 | EAST AYR SPILLER ST 66/11KV SUB (EAAY) | Power (MW) | 0.04484 | 0.09908 | 0.15087 | 0.19928 | 0.24052
Northern | EA-04 | 20005482 | EAST AYR SPILLER ST 66/11KV SUB (EAAY) | Power (MW) | 0.06559 | 0.14483 | 0.21949 | 0.28816 | 0.34564
Northern | EA-05 | 20005577 | EAST AYR SPILLER ST 66/11KV SUB (EAAY) | Power (MW) | 0.06367 | 0.14056 | 0.21568 | 0.28755 | 0.35034
Northern | EA-06 | 20005605 | EAST AYR SPILLER ST 66/11KV SUB (EAAY) | Power (MW) | 0.05346 | 0.11692 | 0.17979 | 0.24076 | 0.29428
Northern | EA-07 | 20005628 | EAST AYR SPILLER ST 66/11KV SUB (EAAY) | Power (MW) | 0.06692 | 0.14422 | 0.21848 | 0.28834 | 0.34833
Northern | 14018 | 84195246 | EAST AYR SPILLER ST 66/11KV SUB (EAAY) | Power (MW) | 0.01746 | 0.03778 | 0.05893 | 0.08044 | 0.10044
Northern | 14019 | 84195249 | EAST AYR SPILLER ST 66/11KV SUB (EAAY) | Power (MW) | 0.00397 | 0.00888 | 0.01507 | 0.02161 | 0.02687
Southern | EB-C | 50000031 | EAST BUNDABERG 66/11KV SUB (EABU) | Power (MW) | 0.05484 | 0.11996 | 0.17601 | 0.22304 | 0.25877
Southern | EB-G | 50000035 | EAST BUNDABERG 66/11KV SUB (EABU) | Power (MW) | 0.06709 | 0.14797 | 0.22316 | 0.29176 | 0.3488
Southern | EB-F | 50000034 | EAST BUNDABERG 66/11KV SUB (EABU) | Power (MW) | 0.141 | 0.30719 | 0.45972 | 0.59701 | 0.70976
Southern | EB-I | 50000037 | EAST BUNDABERG 66/11KV SUB (EABU) | Power (MW) | 0.06677 | 0.14649 | 0.22275 | 0.2943 | 0.35559
Southern | EB-H | 50000036 | EAST BUNDABERG 66/11KV SUB (EABU) | Power (MW) | 0.05131 | 0.11195 | 0.16883 | 0.22126 | 0.26544
Southern | EB-E | 50000033 | EAST BUNDABERG 66/11KV SUB (EABU) | Power (MW) | 0.10615 | 0.22662 | 0.33428 | 0.42896 | 0.50487
Southern | EB-B | 50000030 | EAST BUNDABERG 66/11KV SUB (EABU) | Power (MW) | 0.04794 | 0.10547 | 0.15754 | 0.20386 | 0.24152
Southern | EB-D | 50000032 | EAST BUNDABERG 66/11KV SUB (EABU) | Power (MW) | 0.12139 | 0.26673 | 0.40323 | 0.52906 | 0.63497
Northern | 2FOG | 10134605 | EDMONTON 132/22KV SUB (EDMONTON) | Power (MW) | 0.19224 | 0.42192 | 0.6262 | 0.80336 | 0.94297
Northern | 2GO1 | 10020799 | EDMONTON 132/22KV SUB (EDMONTON) | Power (MW) | 0.12708 | 0.27907 | 0.4395 | 0.6053 | 0.76153
Northern | 2GO2 | 10020797 | EDMONTON 132/22KV SUB (EDMONTON) | Power (MW) | 0.02852 | 0.06264 | 0.09656 | 0.12946 | 0.1584
Northern | 2GO3 | 10020782 | EDMONTON 132/22KV SUB (EDMONTON) | Power (MW) | 0.27866 | 0.61253 | 0.9436 | 1.2646 | 1.5467
Northern | 2HAM | 83896573 | EDMONTON 132/22KV SUB (EDMONTON) | Power (MW) | 0.39133 | 0.85426 | 1.2995 | 1.7163 | 2.0687
Northern | 2HAR | 10134518 | EDMONTON 132/22KV SUB (EDMONTON) | Power (MW) | 0.18451 | 0.40685 | 0.61013 | 0.7905 | 0.93495
Northern | 2MPR | 85093128 | EDMONTON 132/22KV SUB (EDMONTON) | Power (MW) | 0.15732 | 0.34748 | 0.56542 | 0.81169 | 1.0663
Northern | 2WHR | 10134499 | EDMONTON 132/22KV SUB (EDMONTON) | Power (MW) | 0.16982 | 0.37289 | 0.56931 | 0.75458 | 0.91378
Southern | EV-C | 50000044 | EIDSVOLD 66/11KV SUB (EV) | Power (MW) | 0.03746 | 0.0831 | 0.12879 | 0.17306 | 0.21262
Southern | EV-A | 50000043 | EIDSVOLD 66/11KV SUB (EV) | Power (MW) | 0.0056 | 0.01247 | 0.01962 | 0.0269 | 0.03366
Northern | 2BIN | 83864058 | ELARISH 132/22KV SUB (ELAR) | Power (MW) | 0.11723 | 0.25756 | 0.39183 | 0.51674 | 0.62204
Northern | 2KUB | 83864041 | ELARISH 132/22KV SUB (ELAR) | Power (MW) | 0.09611 | 0.21147 | 0.32304 | 0.42888 | 0.52046
Southern | ER-D | 50000040 | ELLWOODS ROAD 66/11KV SUB | Power (MW) | 0.03567 | 0.0718 | 0.10764 | 0.1425 | 0.17335
Southern | EM226 | 40001006 | EMSS EMERALD 66/22KV SUB | Power (MW) | 0.10374 | 0.22633 | 0.34106 | 0.44654 | 0.53535
Southern | EM244 | 40001011 | EMSS EMERALD 66/22KV SUB | Power (MW) | 0.04173 | 0.09244 | 0.14153 | 0.18805 | 0.22814
Southern | EM213 | 40001002 | EMSS EMERALD 66/22KV SUB | Power (MW) | 0.07102 | 0.15425 | 0.23899 | 0.32406 | 0.4026
Southern | EM214 | 40001004 | EMSS EMERALD 66/22KV SUB | Power (MW) | 0.12624 | 0.27835 | 0.42894 | 0.57528 | 0.70494
Southern | EM212 | 40001001 | EMSS EMERALD 66/22KV SUB | Power (MW) | 0.07836 | 0.1729 | 0.27271 | 0.37638 | 0.47468
Southern | EM246 | 40001009 | EMSS EMERALD 66/22KV SUB | Power (MW) | 0.15939 | 0.34904 | 0.53374 | 0.70932 | 0.86123
Southern | EM256 | 82563612 | EMSS EMERALD 66/22KV SUB | Power (MW) | 0.15122 | 0.32194 | 0.48887 | 0.64883 | 0.78837
Southern | EM215 | 40001005 | EMSS EMERALD 66/22KV SUB | Power (MW) | 0.01751 | 0.03853 | 0.05928 | 0.07929 | 0.09679
Northern | 337 | 30053847 | ETON 33/11KV SUB (ETON) | Power (MW) | 0.03127 | 0.06939 | 0.10729 | 0.14408 | 0.17646
Northern | 335 | 30053845 | ETON 33/11KV SUB (ETON) | Power (MW) | 0.03215 | 0.07075 | 0.10828 | 0.14396 | 0.1748
Northern | 388 | 82563086 | ETON 33/11KV SUB (ETON) | Power (MW) | 0.03792 | 0.08411 | 0.12985 | 0.17373 | 0.21163
Northern | 336 | 30053846 | ETON 33/11KV SUB (ETON) | Power (MW) | 0.02722 | 0.06048 | 0.09311 | 0.12429 | 0.15121
Northern | 366 | 30053875 | EUNGELLA DAM 66/11KV SUB (EUDA) | Power (MW) | 0 | 0 | 0 | 0 | 0
Southern | F001R | 60026641 | T083 ROMA 132/66/33KV SUB | Power (MW) | 0.02928 | 0.06467 | 0.09791 | 0.12868 | 0.1547
Southern | F022R | 60026650 | T083 ROMA 132/66/33KV SUB | Power (MW) | 0.02715 | 0.05989 | 0.09057 | 0.11886 | 0.1427
Southern | F049R | 60026666 | T083 ROMA 132/66/33KV SUB | Power (MW) | 0.07251 | 0.15282 | 0.22824 | 0.2978 | 0.35623
Southern | F060T | 60026667 | MC13 KOGAN REGULATOR | Power (MW) | 0.06932 | 0.15314 | 0.23375 | 0.30935 | 0.37352
Southern | F067C | 60026669 | T013 CHINCHILLA 132/110/33KV SUB | Power (MW) | 0.01027 | 0.02267 | 0.0347 | 0.04615 | 0.05608
Southern | F069C | 60026670 | T013 CHINCHILLA 132/110/33KV SUB | Power (MW) | 0.04442 | 0.09791 | 0.15113 | 0.20314 | 0.24946
Southern | F073C | 60026673 | T013 CHINCHILLA 132/110/33KV SUB | Power (MW) | 0.01974 | 0.04179 | 0.06239 | 0.08108 | 0.09676
Southern | F075S | 60026674 | ST GEORGE (MC052) 66/33KV SUB (SAGE) | Power (MW) | 0.00264 | 0.00587 | 0.00888 | 0.0116 | 0.01382
Southern | F077S | 60026675 | ST GEORGE (MC052) 66/33KV SUB (SAGE) | Power (MW) | 0.03062 | 0.06762 | 0.10387 | 0.13855 | 0.16867
Southern | F078S | 60327170 | BURGORAH 33KV REGULATOR | Power (MW) | 0.004 | 0.00884 | 0.01349 | 0.01789 | 0.02166
Southern | F079S | 60026676 | ST GEORGE (MC052) 66/33KV SUB (SAGE) | Power (MW) | 0.03133 | 0.06978 | 0.10746 | 0.14349 | 0.17467
Southern | F081S | 60300323 | ST GEORGE (MC052) 66/33KV SUB (SAGE) | Power (MW) | 0.02475 | 0.05478 | 0.08383 | 0.11132 | 0.13498
Southern | F095D | 60026682 | DALBY EAST (T002) 110/33KV SUB (DAEA) | Power (MW) | 0.00841 | 0.01853 | 0.02861 | 0.03851 | 0.04734
Northern | 327 | 30053837 | FARLEIGH 33/11KV SUB (FARL) | Power (MW) | 0.06447 | 0.13479 | 0.20055 | 0.26062 | 0.31054
Northern | 328 | 30053838 | FARLEIGH 33/11KV SUB (FARL) | Power (MW) | 0.06667 | 0.14718 | 0.22516 | 0.2989 | 0.36224
Southern | FF-B | 50000046 | FARNSFIELD 66/11KV SUB (FF) | Power (MW) | 0.01119 | 0.02484 | 0.03834 | 0.05147 | 0.06308
Southern | FF-E | 50000050 | FARNSFIELD 66/11KV SUB (FF) | Power (MW) | 0.04308 | 0.09586 | 0.14585 | 0.192 | 0.23053
Southern | FF-D | 50000049 | FARNSFIELD 66/11KV SUB (FF) | Power (MW) | 0.00114 | 0.00252 | 0.00404 | 0.00572 | 0.00741
Southern | FF-C | 50000047 | FARNSFIELD 66/11KV SUB (FF) | Power (MW) | 0.0041 | 0.0041 | 0.0041 | 0.0041 | 0.0041
Northern | FITR-04 | 82842119 | FIG TREE PUMPING STN 132KV SUB (T185) | Power (MW) | 0.0041 | 0.0041 | 0.0041 | 0.0041 | 0.0041
Southern | 2267 | 84228730 | FOXLEA 66/22KV SUB (FOXL) | Power (MW) | 0.0041 | 0.0041 | 0.0041 | 0.0041 | 0.0041
Southern | FV104 | 40001097 | FRENCHVILLE 66/11KV SUB (FVSS) | Power (MW) | 0.07262 | 0.16046 | 0.24466 | 0.32387 | 0.39179
Southern | FV105 | 40001153 | FRENCHVILLE 66/11KV SUB (FVSS) | Power (MW) | 0.027 | 0.05973 | 0.09013 | 0.11766 | 0.1403
Southern | FV113 | 82914591 | FRENCHVILLE 66/11KV SUB (FVSS) | Power (MW) | 0.05213 | 0.1151 | 0.16477 | 0.2029 | 0.22941
Southern | FV111 | 40001100 | FRENCHVILLE 66/11KV SUB (FVSS) | Power (MW) | 0.09576 | 0.2123 | 0.31644 | 0.40736 | 0.47911
Southern | FV110 | 40001099 | FRENCHVILLE 66/11KV SUB (FVSS) | Power (MW) | 0.05022 | 0.11104 | 0.16224 | 0.20453 | 0.23633
Southern | FV106 | 40001098 | FRENCHVILLE 66/11KV SUB (FVSS) | Power (MW) | 0.08133 | 0.17874 | 0.26924 | 0.35163 | 0.41988
Southern | FV112 | 40001101 | FRENCHVILLE 66/11KV SUB (FVSS) | Power (MW) | 0.04391 | 0.09436 | 0.14086 | 0.18293 | 0.21782
Northern | GA-12 | 25280582 | GARBUTT (TO46) 132/66/11KV SUB (GA) | Power (MW) | 0.0041 | 0.0041 | 0.0041 | 0.0041 | 0.0041
Northern | GA-26 | 25268279 | GARBUTT (TO46) 132/66/11KV SUB (GA) | Power (MW) | 0.00452 | 0.00994 | 0.01576 | 0.02189 | 0.0278
Southern | GY-D | 50000068 | GAYNDAH 66/11KV SUB (GY) | Power (MW) | 0.00897 | 0.01994 | 0.03075 | 0.04117 | 0.05033
Southern | GY-A | 50000066 | GAYNDAH 66/11KV SUB (GY) | Power (MW) | 0.05969 | 0.13063 | 0.19801 | 0.261 | 0.315
Southern | GY-C | 50000067 | GAYNDAH 66/11KV SUB (GY) | Power (MW) | 0.01353 | 0.03016 | 0.04657 | 0.06235 | 0.07609
Southern | GY-B | 50000065 | GAYNDAH 66/11KV SUB (GY) | Power (MW) | 0.03672 | 0.08112 | 0.12322 | 0.16239 | 0.1957
Northern | GI-01 | 20006136 | GIRU 66/11KV SUBSTATION (GIRU) | Power (MW) | 0.02408 | 0.05343 | 0.08023 | 0.10382 | 0.12247
Northern | GI-02 | 20006212 | GIRU 66/11KV SUBSTATION (GIRU) | Power (MW) | 0.03248 | 0.07221 | 0.11125 | 0.14826 | 0.17965
Southern | GV-D | 50000061 | GIVELDA 66/11KV SUB | Power (MW) | 0.00831 | 0.01836 | 0.02798 | 0.03708 | 0.04491
Southern | GV-E | 50000062 | GIVELDA 66/11KV SUB | Power (MW) | 0.0041 | 0.0041 | 0.0041 | 0.0041 | 0.0041
Southern | GV-F | 50000063 | GIVELDA 66/11KV SUB | Power (MW) | 0.00225 | 0.00502 | 0.00715 | 0.00875 | 0.00985
Northern | GE-01 | 25273297 | GLENELG 66/19.1KV SUB (GLEE) | Power (MW) | 0.00093 | 0.00206 | 0.00329 | 0.00462 | 0.00595
Northern | GE-02 | 25273274 | GLENELG 66/19.1KV SUB (GLEE) | Power (MW) | 0.00117 | 0.00261 | 0.00416 | 0.00577 | 0.00729
Northern | GE-03 | 25273293 | GLENELG 66/19.1KV SUB (GLEE) | Power (MW) | 0.00239 | 0.00525 | 0.00822 | 0.01121 | 0.01394
Northern | 1856 | 82647120 | GLENELLA 66/33/11KV SUB (GLEL) | Power (MW) | 0.08251 | 0.18139 | 0.26996 | 0.34721 | 0.40875
Northern | 1847 | 82647133 | GLENELLA 66/33/11KV SUB (GLEL) | Power (MW) | 0.00754 | 0.01564 | 0.0231 | 0.02981 | 0.03552
Northern | 1845 | 82652346 | GLENELLA 66/33/11KV SUB (GLEL) | Power (MW) | 0.03782 | 0.07723 | 0.11746 | 0.15738 | 0.1926
Northern | 1843 | 82647129 | GLENELLA 66/33/11KV SUB (GLEL) | Power (MW) | 0.05517 | 0.1218 | 0.18639 | 0.24745 | 0.29978
Northern | 1846 | 82647125 | GLENELLA 66/33/11KV SUB (GLEL) | Power (MW) | 0.06504 | 0.14386 | 0.21827 | 0.28682 | 0.34398
Northern | 1857 | 82652356 | GLENELLA 66/33/11KV SUB (GLEL) | Power (MW) | 0.12745 | 0.28114 | 0.43715 | 0.59078 | 0.72719
Southern | GF110 | 40001195 | GLADSTONE FRIEND ST 66/11KV SUB (GFSS) | Power (MW) | 0.03144 | 0.06833 | 0.1065 | 0.14495 | 0.18087
Southern | GF108 | 40001191 | GLADSTONE FRIEND ST 66/11KV SUB (GFSS) | Power (MW) | 0.06995 | 0.15403 | 0.23992 | 0.32648 | 0.40637
Southern | GF103 | 40001190 | GLADSTONE FRIEND ST 66/11KV SUB (GFSS) | Power (MW) | 0.04827 | 0.1064 | 0.16863 | 0.23399 | 0.29636
Southern | GF102 | 40001236 | GLADSTONE FRIEND ST 66/11KV SUB (GFSS) | Power (MW) | 0.03057 | 0.06733 | 0.1075 | 0.15077 | 0.1934
Southern | 14028 | 84247259 | GLADSTONE FRIEND ST 66/11KV SUB (GFSS) | Power (MW) | 0.02757 | 0.06079 | 0.0979 | 0.13879 | 0.17993
Southern | GF111 | 40001194 | GLADSTONE FRIEND ST 66/11KV SUB (GFSS) | Power (MW) | 0.0658 | 0.14176 | 0.21957 | 0.29806 | 0.37041
Southern | GF105 | 40001189 | GLADSTONE FRIEND ST 66/11KV SUB (GFSS) | Power (MW) | 0.07932 | 0.17546 | 0.268 | 0.3553 | 0.43046
Southern | 14142 | 91445024 | T019 GLADSTONE SOUTH 132/66/11KV SUB | Power (MW) | 0.17396 | 0.3805 | 0.58621 | 0.78668 | 0.96419
Southern | GS104 | 40001200 | T019 GLADSTONE SOUTH 132/66/11KV SUB | Power (MW) | 0.09483 | 0.20586 | 0.3091 | 0.40341 | 0.48202
Southern | 14099 | 85005859 | T019 GLADSTONE SOUTH 132/66/11KV SUB | Power (MW) | 0.097 | 0.21429 | 0.32127 | 0.41649 | 0.49336
Southern | 14101 | 85018905 | T019 GLADSTONE SOUTH 132/66/11KV SUB | Power (MW) | 0.0664 | 0.14652 | 0.22594 | 0.30296 | 0.37084
Southern | 14100 | 85018902 | T019 GLADSTONE SOUTH 132/66/11KV SUB | Power (MW) | 0.09802 | 0.18641 | 0.26924 | 0.34529 | 0.40893
Southern | GS105 | 40001201 | T019 GLADSTONE SOUTH 132/66/11KV SUB | Power (MW) | 0.05539 | 0.10042 | 0.14049 | 0.17559 | 0.20299
Southern | GS108 | 40001202 | T019 GLADSTONE SOUTH 132/66/11KV SUB | Power (MW) | 0.12049 | 0.26025 | 0.39217 | 0.51447 | 0.61789
Southern | GB-B | 50000052 | GOOBURRUM 66/11KV SUB (GB) | Power (MW) | 0.02666 | 0.05894 | 0.08764 | 0.11257 | 0.13222
Southern | GB-C | 50000053 | GOOBURRUM 66/11KV SUB (GB) | Power (MW) | 0.03431 | 0.07217 | 0.10673 | 0.13774 | 0.16313
Southern | GB-D | 50000054 | GOOBURRUM 66/11KV SUB (GB) | Power (MW) | 0.03647 | 0.08065 | 0.122 | 0.16005 | 0.19195
Southern | GC-C | 50000059 | GOOTCHIE 66/11KV SUB | Power (MW) | 0.11422 | 0.25238 | 0.38021 | 0.49589 | 0.59104
Southern | GC-A | 50000057 | GOOTCHIE 66/11KV SUB | Power (MW) | 0.03929 | 0.0868 | 0.13235 | 0.17525 | 0.21208
Southern | GC-B | 50000058 | GOOTCHIE 66/11KV SUB | Power (MW) | 0.00451 | 0.00997 | 0.01529 | 0.02043 | 0.02496
Northern | 2DEE | 10020824 | GORDONVALE 22KV SUB (GORDONVALE) | Power (MW) | 0.04567 | 0.10053 | 0.15255 | 0.20055 | 0.24081
Northern | 2RIR | 10020825 | GORDONVALE 22KV SUB (GORDONVALE) | Power (MW) | 0.29522 | 0.64955 | 1.01 | 1.3686 | 1.6935
Southern | FA0752 | 83016237 | GRANITE CREEK 132/66/22KV SUB (GRCR) | Power (MW) | 0.00858 | 0.01895 | 0.02911 | 0.03892 | 0.04757
Northern | GR-02 | 20006383 | GREENVALE 66/11KV SUB (GR) | Power (MW) | 0.01181 | 0.02623 | 0.04116 | 0.05632 | 0.07029
Northern | GU-01 | 20006478 | GUMLU 66/11KV SUB (GUML) | Power (MW) | 0.0032 | 0.00709 | 0.01079 | 0.01423 | 0.01714
Northern | GU-02 | 20006518 | GUMLU 66/11KV SUB (GUML) | Power (MW) | 0.01707 | 0.03802 | 0.05891 | 0.07904 | 0.09641
Northern | 211 | 30053779 | NEBO (H11) 275/132/11KV SUB (NEBO) | Power (MW) | 0.00885 | 0.01966 | 0.03069 | 0.04165 | 0.0515
Northern | 210 | 30053778 | NEBO (H11) 275/132/11KV SUB (NEBO) | Power (MW) | 0.04791 | 0.10498 | 0.16447 | 0.22498 | 0.28091
Northern | HT-02 | 20007497 | HAUGHTON 66/11KV SUB (HAUG) | Power (MW) | 0.00069 | 0.00154 | 0.00247 | 0.00346 | 0.00444
Northern | HT-05 | 84579665 | HAUGHTON 66/11KV SUB (HAUG) | Power (MW) | 0.01617 | 0.0362 | 0.06006 | 0.08721 | 0.11444
Northern | HT-06 | 20007576 | HAUGHTON 66/11KV SUB (HAUG) | Power (MW) | 0.0041 | 0.0041 | 0.0041 | 0.0041 | 0.0041
Northern | HAVI-04 | 82842116 | HAVILAH PUMP STN 132/11KV SUB (T184) | Power (MW) | 0.0041 | 0.0041 | 0.0041 | 0.0041 | 0.0041
Northern | HP-08 | 20007427 | HERMIT PARK 66/11KV SUB (HP) | Power (MW) | 0.07542 | 0.1666 | 0.25892 | 0.35053 | 0.4327
Northern | HP-11 | 25276037 | HERMIT PARK 66/11KV SUB (HP) | Power (MW) | 0.00963 | 0.01994 | 0.02992 | 0.03922 | 0.04732
Southern | F3352 | 82991938 | HIGHFIELDS 33/11KV SUB | Power (MW) | 0.03714 | 0.08201 | 0.12107 | 0.15432 | 0.18025
Northern | HH-03 | 20006666 | HOME HILL 66/11KV SUB (HOHI) | Power (MW) | 0.04783 | 0.10558 | 0.15376 | 0.19294 | 0.22187
Northern | HH-04 | 20006697 | HOME HILL 66/11KV SUB (HOHI) | Power (MW) | 0.05003 | 0.11125 | 0.16185 | 0.20111 | 0.22783
Northern | HH-06 | 20006948 | HOME HILL 66/11KV SUB (HOHI) | Power (MW) | 0.06555 | 0.14588 | 0.22163 | 0.28778 | 0.33633
Southern | HD-D | 50000074 | HOWARD 66/11KV SUB | Power (MW) | 0.16197 | 0.34698 | 0.50853 | 0.64681 | 0.75459
Southern | HD-E | 50000075 | HOWARD 66/11KV SUB | Power (MW) | 0.07505 | 0.16577 | 0.24827 | 0.32184 | 0.38161
Southern | HD-C | 50000073 | HOWARD 66/11KV SUB | Power (MW) | 0.09467 | 0.20902 | 0.30453 | 0.38226 | 0.44044
Northern | HU-20 | 20007634 | HUGHENDEN 66/33/6.6KV SUB (HUGH) | Power (MW) | 0.0186 | 0.04117 | 0.06338 | 0.08455 | 0.10267
Northern | HU-30 | 20007716 | HUGHENDEN 66/33/6.6KV SUB (HUGH) | Power (MW) | 0.04621 | 0.10142 | 0.15246 | 0.19858 | 0.23649
Northern | HU-40 | 20007736 | HUGHENDEN 66/33/6.6KV SUB (HUGH) | Power (MW) | 0.00261 | 0.00576 | 0.00903 | 0.01236 | 0.01547
Northern | 208 | 30053776 | ILBILBIE 33/11KV SUB (ILBI) | Power (MW) | 0.02181 | 0.04825 | 0.07343 | 0.09691 | 0.11679
Northern | IN-03 | 20008110 | INGHAM 132/66/11KV SUB (INGH) | Power (MW) | 0.03522 | 0.07723 | 0.1174 | 0.15491 | 0.18697
Northern | IN-04 | 20008154 | INGHAM 132/66/11KV SUB (INGH) | Power (MW) | 0.01905 | 0.0421 | 0.06568 | 0.08938 | 0.11126
Northern | IN-05 | 25267746 | INGHAM 132/66/11KV SUB (INGH) | Power (MW) | 0.03408 | 0.07481 | 0.11432 | 0.152 | 0.18494
Northern | IN-06 | 25267735 | INGHAM 132/66/11KV SUB (INGH) | Power (MW) | 0.01853 | 0.04095 | 0.06121 | 0.07914 | 0.0936
Northern | IN-07 | 25267731 | INGHAM 132/66/11KV SUB (INGH) | Power (MW) | 0.02062 | 0.04565 | 0.06897 | 0.09031 | 0.10812
Northern | IN-08 | 25273220 | INGHAM 132/66/11KV SUB (INGH) | Power (MW) | 0.075 | 0.16566 | 0.24621 | 0.31636 | 0.37226
Northern | 2BA1 | 10020773 | INNISFAIL 132/22KV SUB (INNISFAIL) | Power (MW) | 0.05017 | 0.11076 | 0.17046 | 0.2275 | 0.27669
Northern | 2BA2 | 10020778 | INNISFAIL 132/22KV SUB (INNISFAIL) | Power (MW) | 0.04826 | 0.10608 | 0.16215 | 0.21548 | 0.26185
Northern | 2IN1 | 10020774 | INNISFAIL 132/22KV SUB (INNISFAIL) | Power (MW) | 0.13736 | 0.30176 | 0.46488 | 0.62291 | 0.76218
Northern | 2IN2 | 10020777 | INNISFAIL 132/22KV SUB (INNISFAIL) | Power (MW) | 0.03445 | 0.07607 | 0.11773 | 0.15863 | 0.19518
Northern | 2IN3 | 10020798 | INNISFAIL 132/22KV SUB (INNISFAIL) | Power (MW) | 0.13487 | 0.29634 | 0.46147 | 0.6271 | 0.7785
Northern | 2MOU | 10020776 | INNISFAIL 132/22KV SUB (INNISFAIL) | Power (MW) | 0.13527 | 0.29714 | 0.45151 | 0.59508 | 0.71641
Northern | 2SI1 | 10020779 | INNISFAIL 132/22KV SUB (INNISFAIL) | Power (MW) | 0.05252 | 0.11578 | 0.17727 | 0.23558 | 0.28571
Northern | 2SI2 | 10020772 | INNISFAIL 132/22KV SUB (INNISFAIL) | Power (MW) | 0.05842 | 0.12908 | 0.19877 | 0.26607 | 0.32525
Southern | F003D | 60026985 | JANDOWAE 33/11KV SUB | Power (MW) | 0.00446 | 0.00986 | 0.01478 | 0.0192 | 0.02282
Southern | F026D | 60026988 | JANDOWAE 33/11KV SUB | Power (MW) | 0.03027 | 0.06699 | 0.10261 | 0.1365 | 0.16589
Northern | JA-03 | 20008189 | JARVISFIELD 66/11KV SUB (JA) | Power (MW) | 0.00481 | 0.01062 | 0.01577 | 0.02026 | 0.0238
Northern | JA-04 | 20008226 | JARVISFIELD 66/11KV SUB (JA) | Power (MW) | 0.02285 | 0.05087 | 0.07979 | 0.10884 | 0.13518
Northern | JA-05 | 20008373 | JARVISFIELD 66/11KV SUB (JA) | Power (MW) | 0.02047 | 0.04554 | 0.07043 | 0.09443 | 0.11526
Northern | JA-06 | 20008471 | JARVISFIELD 66/11KV SUB (JA) | Power (MW) | 0.02145 | 0.04761 | 0.07552 | 0.10436 | 0.13106
Northern | JC-01 | 25268413 | JULIA CREEK 66/33/19.1KV SUB (JC) | Power (MW) | 0.00791 | 0.01754 | 0.02738 | 0.03715 | 0.04591
Northern | JC-03 | 25268404 | JULIA CREEK 66/33/19.1KV SUB (JC) | Power (MW) | 0.00992 | 0.02184 | 0.03326 | 0.04398 | 0.05315
Northern | JC-06 | 25268407 | JULIA CREEK 66/33/19.1KV SUB (JC) | Power (MW) | 0.00585 | 0.0129 | 0.02013 | 0.02743 | 0.03418
Northern | JC-08 | 20008784 | JULIA CREEK 66/33/19.1KV SUB (JC) | Power (MW) | 0.00215 | 0.00477 | 0.00737 | 0.00989 | 0.01209
Northern | JC-10 | 20008837 | JULIA CREEK 66/33/19.1KV SUB (JC) | Power (MW) | 0.00045 | 0.001 | 0.00159 | 0.00224 | 0.00288
Northern | JC-11 | 20008686 | JULIA CREEK 66/33/19.1KV SUB (JC) | Power (MW) | 0.00307 | 0.00683 | 0.01087 | 0.01505 | 0.01892
Northern | JC-13 | 20008745 | JULIA CREEK 66/33/19.1KV SUB (JC) | Power (MW) | 0.00063 | 0.00139 | 0.0021 | 0.00276 | 0.00332
Southern | F090D | 60026997 | KAIMKILLENBUN 33/11KV SUB (MC004) | Power (MW) | 0.02809 | 0.06213 | 0.09484 | 0.12566 | 0.15211
Northern | KA-01 | 20008889 | KALAMIA 66/11KV SUB (KA) | Power (MW) | 0.0041 | 0.0041 | 0.0041 | 0.0041 | 0.0041
Northern | 2BLW | 10020826 | KAMERUNGA 132/22KV SUB (KAMERUNGA) | Power (MW) | 0.24761 | 0.54415 | 0.80443 | 1.0258 | 1.1962
Northern | 2CO1 | 10020830 | KAMERUNGA 132/22KV SUB (KAMERUNGA) | Power (MW) | 0.04982 | 0.10871 | 0.16308 | 0.21144 | 0.25
Northern | 2CO2 | 83900896 | KAMERUNGA 132/22KV SUB (KAMERUNGA) | Power (MW) | 0.38177 | 0.84074 | 1.3178 | 1.7981 | 2.2339
Northern | 2CO3 | 10020832 | KAMERUNGA 132/22KV SUB (KAMERUNGA) | Power (MW) | 0.11557 | 0.25551 | 0.37948 | 0.48639 | 0.56988
Northern | 2FRE | 10020827 | KAMERUNGA 132/22KV SUB (KAMERUNGA) | Power (MW) | 0.00236 | 0.0052 | 0.00771 | 0.00985 | 0.01152
Northern | 2KDA | 10020804 | KAMERUNGA 132/22KV SUB (KAMERUNGA) | Power (MW) | 0.17873 | 0.39311 | 0.60414 | 0.80616 | 0.98247
Northern | 2LAP | 10020785 | KAMERUNGA 132/22KV SUB (KAMERUNGA) | Power (MW) | 0.04547 | 0.10008 | 0.14895 | 0.19185 | 0.22579
Northern | 2LOR | 82909162 | KAMERUNGA 132/22KV SUB (KAMERUNGA) | Power (MW) | 0.14589 | 0.32147 | 0.4774 | 0.61107 | 0.71598
Northern | 2RED | 10020829 | KAMERUNGA 132/22KV SUB (KAMERUNGA) | Power (MW) | 0.12141 | 0.25063 | 0.36819 | 0.4717 | 0.55537
Northern | 2SMI | 10020831 | KAMERUNGA 132/22KV SUB (KAMERUNGA) | Power (MW) | 0.37629 | 0.83089 | 1.3019 | 1.7745 | 2.2007
Northern | 2CLB | 10020834 | KEWARRA BEACH 66/22KV SUB (KEBE) | Power (MW) | 0.06183 | 0.13631 | 0.20443 | 0.26516 | 0.31431
Northern | 2ELB | 10020833 | KEWARRA BEACH 66/22KV SUB (KEBE) | Power (MW) | 0.23487 | 0.51394 | 0.79466 | 1.0682 | 1.3089
Northern | 2PPM | 84382900 | KEWARRA BEACH 66/22KV SUB (KEBE) | Power (MW) | 0.08355 | 0.17352 | 0.2614 | 0.34453 | 0.41553
Northern | 2PWD | 84410770 | KEWARRA BEACH 66/22KV SUB (KEBE) | Power (MW) | 0.0233 | 0.05146 | 0.07491 | 0.09405 | 0.10826
Northern | 2TRB | 10020835 | KEWARRA BEACH 66/22KV SUB (KEBE) | Power (MW) | 0.12475 | 0.2754 | 0.41526 | 0.54182 | 0.64562
Northern | 101 | 30053744 | KELSEY CREEK EAST 66/11KV SUB (KECE) | Power (MW) | 0.07023 | 0.15558 | 0.23887 | 0.31836 | 0.38721
Northern | 14102 | 85068151 | KELSEY CREEK EAST 66/11KV SUB (KECE) | Power (MW) | 0.05715 | 0.12639 | 0.19211 | 0.25322 | 0.30494
Northern | 104 | 30053747 | KELSEY CREEK EAST 66/11KV SUB (KECE) | Power (MW) | 0.01785 | 0.03956 | 0.06136 | 0.08285 | 0.10213
Northern | 432 | 84255558 | KELSEY CREEK EAST 66/11KV SUB (KECE) | Power (MW) | 0.06372 | 0.1406 | 0.21424 | 0.28293 | 0.34126
Northern | 103 | 30053746 | KELSEY CREEK EAST 66/11KV SUB (KECE) | Power (MW) | 0.10076 | 0.22137 | 0.33785 | 0.44781 | 0.54284
Northern | 102 | 30053745 | KELSEY CREEK EAST 66/11KV SUB (KECE) | Power (MW) | 0.09316 | 0.20518 | 0.31077 | 0.4077 | 0.48929
Southern | 14169 | 112330157 | KEARNEYS SPRINGS 110/11KV SUB (KESP) | Power (MW) | 0.13947 | 0.30739 | 0.46774 | 0.61743 | 0.74446
Southern | F2687 | 82980894 | KEARNEYS SPRINGS 110/11KV SUB (KESP) | Power (MW) | 0.06367 | 0.14017 | 0.21256 | 0.27949 | 0.33592
Southern | F2787 | 82907503 | KEARNEYS SPRINGS 110/11KV SUB (KESP) | Power (MW) | 0.08332 | 0.1769 | 0.25562 | 0.32012 | 0.36825
Southern | F3521 | 82912904 | KEARNEYS SPRINGS 110/11KV SUB (KESP) | Power (MW) | 0.09942 | 0.21901 | 0.32738 | 0.42341 | 0.50068
Southern | F3743 | 82987762 | KEARNEYS SPRINGS 110/11KV SUB (KESP) | Power (MW) | 0.05602 | 0.12354 | 0.17907 | 0.22395 | 0.25715
Southern | F4101 | 82988070 | KEARNEYS SPRINGS 110/11KV SUB (KESP) | Power (MW) | 0.07825 | 0.17035 | 0.26209 | 0.35165 | 0.43137
Southern | F4468 | 82912886 | KEARNEYS SPRINGS 110/11KV SUB (KESP) | Power (MW) | 0.07881 | 0.17427 | 0.27355 | 0.37525 | 0.47054
Southern | F4617 | 82988107 | KEARNEYS SPRINGS 110/11KV SUB (KESP) | Power (MW) | 0.19054 | 0.42005 | 0.66581 | 0.925 | 1.175
Southern | F2260 | 60026711 | KILLARNEY 33/11KV SUB (ME063) | Power (MW) | 0.0378 | 0.08306 | 0.12626 | 0.16674 | 0.201
Southern | F3375 | 60026775 | KILLARNEY 33/11KV SUB (ME063) | Power (MW) | 0.01327 | 0.02937 | 0.04605 | 0.06297 | 0.07861
Southern | F3317 | 60026773 | KILLARNEY 33/11KV SUB (ME063) | Power (MW) | 0.0164 | 0.03617 | 0.05541 | 0.07389 | 0.09011
Southern | KR-D | 50000093 | KINGAROY 66/11KV SUB (KING) | Power (MW) | 0.08701 | 0.19222 | 0.29013 | 0.37947 | 0.45373
Southern | KR-B | 50000090 | KINGAROY 66/11KV SUB (KING) | Power (MW) | 0.08807 | 0.19426 | 0.30322 | 0.41277 | 0.51338
Southern | KR-E | 50000094 | KINGAROY 66/11KV SUB (KING) | Power (MW) | 0.10524 | 0.23337 | 0.35516 | 0.46948 | 0.56757
Southern | KR-C | 50000092 | KINGAROY 66/11KV SUB (KING) | Power (MW) | 0.08458 | 0.18605 | 0.28573 | 0.38191 | 0.46716
Southern | 1997 | 83922716 | MUNDUBERRA TOWN 66/11KV SUB (MUTO) | Power (MW) | 0.00576 | 0.01271 | 0.01951 | 0.02608 | 0.03188
Southern | KR-G | 50000096 | KINGAROY 66/11KV SUB (KING) | Power (MW) | 0.1071 | 0.23237 | 0.35965 | 0.48656 | 0.60258
Southern | KR-F | 50000095 | KINGAROY 66/11KV SUB (KING) | Power (MW) | 0.08976 | 0.19809 | 0.2993 | 0.39174 | 0.46917
Northern | KE-02 | 20009035 | KIRKNIE 66/11KV SUB (KE) | Power (MW) | 0.02343 | 0.05193 | 0.07774 | 0.0997 | 0.11603
Northern | KE-03 | 20009089 | KIRKNIE 66/11KV SUB (KE) | Power (MW) | 0.0041 | 0.0041 | 0.0041 | 0.0041 | 0.0041
Southern | KL-D | 50000085 | KILKIVAN TOWN 66/11KV SUB (KITO) | Power (MW) | 0.01387 | 0.03074 | 0.04787 | 0.06496 | 0.08047
Southern | KL-B | 50000084 | KILKIVAN TOWN 66/11KV SUB (KITO) | Power (MW) | 0.01539 | 0.03411 | 0.05191 | 0.06849 | 0.08255
Southern | KL-C | 50011904 | KILKIVAN TOWN 66/11KV SUB (KITO) | Power (MW) | 0 | 0 | 0 | 0 | 0
Southern | KL-E | 50000086 | KILKIVAN TOWN 66/11KV SUB (KITO) | Power (MW) | 0.01269 | 0.02812 | 0.04329 | 0.05791 | 0.07071
Southern | F066C | 82536638 | KOGAN CREEK 33/11KV SUB (KOCR) | Power (MW) | 0.00555 | 0.0123 | 0.01859 | 0.02433 | 0.02906
Northern | 241 | 30053807 | KOUMALA 33/11KV SUB (KOUM) | Power (MW) | 0.01372 | 0.0305 | 0.0478 | 0.06517 | 0.0809
Northern | 242 | 30053808 | KOUMALA 33/11KV SUB (KOUM) | Power (MW) | 0.01929 | 0.04278 | 0.06694 | 0.09131 | 0.1137
Southern | LC104 | 40001102 | LAKES CREEK 66/11KV SUB (LCSS) | Power (MW) | 0.0041 | 0.0041 | 0.0041 | 0.0041 | 0.0041
Southern | LC106 | 40001104 | LAKES CREEK 66/11KV SUB (LCSS) | Power (MW) | 0.00701 | 0.01552 | 0.02312 | 0.02977 | 0.03507
Southern | LC110 | 40001107 | LAKES CREEK 66/11KV SUB (LCSS) | Power (MW) | 0.06064 | 0.13397 | 0.20476 | 0.27148 | 0.32853
Southern | LC107 | 40001105 | LAKES CREEK 66/11KV SUB (LCSS) | Power (MW) | 0.08522 | 0.1883 | 0.28441 | 0.37224 | 0.44527
Southern | LC109 | 40001106 | LAKES CREEK 66/11KV SUB (LCSS) | Power (MW) | 0.02255 | 0.04976 | 0.07454 | 0.09665 | 0.11465
Northern | 2KIP | 10132687 | LAKELAND 132/66/22KV SUB (LAKELAND) | Power (MW) | 0.01498 | 0.03221 | 0.04947 | 0.06616 | 0.08066
Northern | 2LA1 | 10132684 | LAKELAND 132/66/22KV SUB (LAKELAND) | Power (MW) | 0.01694 | 0.03688 | 0.05735 | 0.078 | 0.09712
Northern | LANN-02 | 84041077 | LANNERCOST 66/11KV SUB (LANN) | Power (MW) | 0.01299 | 0.02868 | 0.04393 | 0.05854 | 0.07133
Northern | LANN-03 | 20009098 | LANNERCOST 66/11KV SUB (LANN) | Power (MW) | 0.00027 | 0.0006 | 0.00086 | 0.00105 | 0.00118
Northern | LANN-05 | 20009306 | LANNERCOST 66/11KV SUB (LANN) | Power (MW) | 0.0116 | 0.02559 | 0.03901 | 0.05169 | 0.06263
Northern | 110 | 30053753 | LAGUNA QUAYS 66/11KV SUB (LAQU) | Power (MW) | 0.00049 | 0.00108 | 0.00215 | 0.00405 | 0.00721
Northern | 109 | 30053752 | LAGUNA QUAYS 66/11KV SUB (LAQU) | Power (MW) | 0.06785 | 0.1503 | 0.23026 | 0.30612 | 0.37147
Southern | 14062 | 84588730 | SKID D 66/11KV SUB (SKID) | Power (MW) | 0.0041 | 0.0041 | 0.0041 | 0.0041 | 0.0041
Southern | 14014 | 84119480 | SKID D 66/11KV SUB (SKID) | Power (MW) | 0.03009 | 0.0653 | 0.09908 | 0.13093 | 0.15846
Southern | 14013 | 84119333 | SKID D 66/11KV SUB (SKID) | Power (MW) | 0 | 0 | 0 | 0 | 0
Northern | 4008 | 84057540 | LOUISA CREEK 132/33/11KV SUB (LOCR) | Power (MW) | 0.02804 | 0.06193 | 0.09357 | 0.12254 | 0.14672
Northern | 207 | 30053775 | LOUISA CREEK 132/33/11KV SUB (LOCR) | Power (MW) | 0.0285 | 0.06291 | 0.09495 | 0.12415 | 0.14836
Northern | 206 | 30053774 | LOUISA CREEK 132/33/11KV SUB (LOCR) | Power (MW) | 0.05856 | 0.12667 | 0.19058 | 0.2484 | 0.29687
Southern | LR209 | 40001072 | LRSS LONGREACH 66/22KV SUB | Power (MW) | 0.00991 | 0.02185 | 0.03384 | 0.04568 | 0.05632
Southern | LR210 | 40001068 | LRSS LONGREACH 66/22KV SUB | Power (MW) | 0.00803 | 0.01772 | 0.02743 | 0.037 | 0.0456
Southern | LR204 | 40001066 | LRSS LONGREACH 66/22KV SUB | Power (MW) | 0.01644 | 0.03632 | 0.05684 | 0.07765 | 0.09682
Southern | LR208 | 40001067 | LRSS LONGREACH 66/22KV SUB | Power (MW) | 0.05736 | 0.12664 | 0.19362 | 0.25681 | 0.31092
Southern | LR203 | 40001065 | LRSS LONGREACH 66/22KV SUB | Power (MW) | 0.0515 | 0.11275 | 0.17191 | 0.22801 | 0.27671
Northern | LU-02 | 20009515 | LUCINDA 66/11KV SUB (LUCI) | Power (MW) | 0.01522 | 0.03358 | 0.05055 | 0.066 | 0.07885
Southern | F053D | 60026990 | LYNDLEY LANE 33/22KV SUB (MC019) | Power (MW) | 0.00946 | 0.0209 | 0.03241 | 0.04385 | 0.05423
Southern | MC-F | 50000111 | MARYBOROUGH CITY 66/11KV SUB | Power (MW) | 0.058 | 0.12668 | 0.1972 | 0.26851 | 0.33477
Southern | MC-E | 50000110 | MARYBOROUGH CITY 66/11KV SUB | Power (MW) | 0.04434 | 0.09721 | 0.15388 | 0.21346 | 0.2707
Southern | MC-D | 50000109 | MARYBOROUGH CITY 66/11KV SUB | Power (MW) | 0.06423 | 0.14209 | 0.21581 | 0.28428 | 0.3422
Southern | MC-H | 50000113 | MARYBOROUGH CITY 66/11KV SUB | Power (MW) | 0.05784 | 0.12786 | 0.19215 | 0.24987 | 0.29696
Southern | MC-C | 50000108 | MARYBOROUGH CITY 66/11KV SUB | Power (MW) | 0.0477 | 0.10484 | 0.15497 | 0.19818 | 0.2323
Southern | MC-G | 50000112 | MARYBOROUGH CITY 66/11KV SUB | Power (MW) | 0.0041 | 0.0041 | 0.0041 | 0.0041 | 0.0041
Northern | MACN-02 | 20009612 | MACKNADE 66/11KV SUB (MACN) | Power (MW) | 0.0041 | 0.0041 | 0.0041 | 0.0041 | 0.0041
Northern | MACN-04 | 20009615 | MACKNADE 66/11KV SUB (MACN) | Power (MW) | 0.02471 | 0.05461 | 0.08149 | 0.10524 | 0.12437
Northern | MACN-08 | 20009684 | MACKNADE 66/11KV SUB (MACN) | Power (MW) | 0.00801 | 0.01766 | 0.02692 | 0.03567 | 0.0432
Northern | MACN-09 | 20009806 | MACKNADE 66/11KV SUB (MACN) | Power (MW) | 0.00947 | 0.02094 | 0.03158 | 0.0413 | 0.0494
Northern | 301 | 30053811 | TENNYSON STREET 33/11KV SUB (TEST) | Power (MW) | 0.01697 | 0.03691 | 0.05963 | 0.08506 | 0.11106
Northern | 303 | 30053813 | TENNYSON STREET 33/11KV SUB (TEST) | Power (MW) | 0.01104 | 0.02456 | 0.03998 | 0.05718 | 0.07457
Northern | 304 | 30053814 | TENNYSON STREET 33/11KV SUB (TEST) | Power (MW) | 0.10428 | 0.22937 | 0.35251 | 0.47122 | 0.57563
Northern | 308 | 30053818 | TENNYSON STREET 33/11KV SUB (TEST) | Power (MW) | 0.01346 | 0.02821 | 0.03931 | 0.0473 | 0.05277
Northern | 307 | 30053817 | TENNYSON STREET 33/11KV SUB (TEST) | Power (MW) | 0.07293 | 0.16129 | 0.25064 | 0.33942 | 0.41996
Northern | 377 | 30053886 | TENNYSON STREET 33/11KV SUB (TEST) | Power (MW) | 0.03279 | 0.07337 | 0.11934 | 0.17001 | 0.22003
Northern | 305 | 30053815 | TENNYSON STREET 33/11KV SUB (TEST) | Power (MW) | 0.01877 | 0.0412 | 0.06709 | 0.09664 | 0.12771
Northern | 306 | 30053816 | TENNYSON STREET 33/11KV SUB (TEST) | Power (MW) | 0.01009 | 0.02232 | 0.03626 | 0.0518 | 0.0675
Northern | 302 | 30053812 | TENNYSON STREET 33/11KV SUB (TEST) | Power (MW) | 0.06082 | 0.13492 | 0.21481 | 0.29885 | 0.37874
Northern | MF-05 | 20010298 | MAX FULTON 66/11KV SUB (MF) | Power (MW) | 0.01702 | 0.03005 | 0.04398 | 0.0587 | 0.0733
Northern | MF-08 | 20010327 | MAX FULTON 66/11KV SUB (MF) | Power (MW) | 0.04736 | 0.10464 | 0.16301 | 0.22122 | 0.27419
Northern | MF-10 | 20010359 | MAX FULTON 66/11KV SUB (MF) | Power (MW) | 0.00265 | 0.00589 | 0.00942 | 0.01325 | 0.01708
Southern | MA105 | 40001109 | MASS MALCHI 66/11KV SUB | Power (MW) | 0.10833 | 0.24039 | 0.3742 | 0.50821 | 0.63041
Southern | MA119 | 82561236 | MASS MALCHI 66/11KV SUB | Power (MW) | 0.01195 | 0.02646 | 0.03969 | 0.05148 | 0.06104
Southern | MA123 | 82561111 | MASS MALCHI 66/11KV SUB | Power (MW) | 0.03822 | 0.08413 | 0.12604 | 0.16354 | 0.1942
Southern | MA108 | 40001110 | MASS MALCHI 66/11KV SUB | Power (MW) | 0.03806 | 0.08401 | 0.1308 | 0.17774 | 0.22079
Southern | MA111 | 40001111 | MASS MALCHI 66/11KV SUB | Power (MW) | 0.04541 | 0.10043 | 0.15605 | 0.21125 | 0.2612
Northern | 2ATR | 10020836 | MAREEBA 66/22KV SUB (MAREEBA) | Power (MW) | 0.09207 | 0.20223 | 0.30187 | 0.38997 | 0.46113
Northern | 2EME | 82889011 | MAREEBA 66/22KV SUB (MAREEBA) | Power (MW) | 0.16533 | 0.36255 | 0.54798 | 0.71822 | 0.8608
Northern | 2KUR | 10020842 | MAREEBA 66/22KV SUB (MAREEBA) | Power (MW) | 0.10452 | 0.23013 | 0.35078 | 0.46342 | 0.56008
Northern | 2MA1 | 10020838 | MAREEBA 66/22KV SUB (MAREEBA) | Power (MW) | 0.0541 | 0.11837 | 0.18309 | 0.24739 | 0.31218
Northern | 2MA2 | 10020840 | MAREEBA 66/22KV SUB (MAREEBA) | Power (MW) | 0.18976 | 0.41742 | 0.64855 | 0.87907 | 1.0896
Northern | 14109 | 85161019 | MARIAN SOUTH 66/11KV SUB (MASO) | Power (MW) | 0.0041 | 0.0041 | 0.0041 | 0.0041 | 0.0041
Northern | 14108 | 85161016 | MARIAN SOUTH 66/11KV SUB (MASO) | Power (MW) | 0.07892 | 0.17451 | 0.25476 | 0.32037 | 0.36896
Northern | 374 | 30053883 | MCKINLEY CREEK 66/11KV SUB (MCCR) | Power (MW) | 0.01326 | 0.02927 | 0.04382 | 0.05675 | 0.06721
Northern | 1980 | 83879351 | MCKINLEY CREEK 66/11KV SUB (MCCR) | Power (MW) | 0.06909 | 0.14833 | 0.22573 | 0.29962 | 0.36485
Northern | 373 | 30053882 | MCKINLEY CREEK 66/11KV SUB (MCCR) | Power (MW) | 0.02379 | 0.05256 | 0.07916 | 0.10331 | 0.12331
Southern | MV-E | 50000140 | MEADOWVALE 66/11KV SUB (MEAD) | Power (MW) | 0.05745 | 0.12649 | 0.18554 | 0.23529 | 0.27389
Southern | MV-C | 50000138 | MEADOWVALE 66/11KV SUB (MEAD) | Power (MW) | 0.10138 | 0.22369 | 0.33096 | 0.42295 | 0.49462
Southern | MV-B | 50000137 | MEADOWVALE 66/11KV SUB (MEAD) | Power (MW) | 0.02054 | 0.04552 | 0.06851 | 0.08922 | 0.10616
Southern | F036T | 60026662 | MEANDARRA 33/22KV | Power (MW) | 0.01088 | 0.02406 | 0.03693 | 0.04923 | 0.0599
Northern | MERI-03 | 20010102 | MERINDA 66/11KV SUB (MERI) | Power (MW) | 0.00605 | 0.01308 | 0.02012 | 0.02709 | 0.03349
Northern | MERI-04 | 20009956 | MERINDA 66/11KV SUB (MERI) | Power (MW) | 0.00862 | 0.01921 | 0.02973 | 0.03979 | 0.04831
Northern | MERI-08 | 20009882 | MERINDA 66/11KV SUB (MERI) | Power (MW) | 0.01283 | 0.0278 | 0.04226 | 0.05581 | 0.06733
Northern | MERI-10 | 20009878 | MERINDA 66/11KV SUB (MERI) | Power (MW) | 0.00858 | 0.0189 | 0.02896 | 0.03848 | 0.04667
Southern | F3505 | 60026786 | ME062 MERINGANDAN 33/11KV SUB | Power (MW) | 0.12391 | 0.27368 | 0.41372 | 0.54195 | 0.64887
Southern | F3850 | 60026799 | ME062 MERINGANDAN 33/11KV SUB | Power (MW) | 0.13888 | 0.29808 | 0.44992 | 0.59042 | 0.70839
Southern | F4042 | 60325532 | ME062 MERINGANDAN 33/11KV SUB | Power (MW) | 0.03343 | 0.07334 | 0.11332 | 0.15232 | 0.18708
Southern | F029C | 60026657 | MILES-CONDAMINE 33/22KV SUB (MC009) | Power (MW) | 0.00569 | 0.01262 | 0.0195 | 0.0262 | 0.03216
Southern | F030C | 60026658 | MILES-CONDAMINE 33/22KV SUB (MC009) | Power (MW) | 0.00298 | 0.00658 | 0.01 | 0.01318 | 0.01589
Southern | MD203 | 40001054 | MIDDLEMOUNT 66/22KV SUB (MDSS) | Power (MW) | 0.00881 | 0.01939 | 0.03143 | 0.04494 | 0.05883
Southern | MD204 | 40001042 | MIDDLEMOUNT 66/22KV SUB (MDSS) | Power (MW) | 0.00986 | 0.02172 | 0.03493 | 0.0495 | 0.06434
Northern | MILC-09 | 82561856 | MILLCHESTER 132/66/11KV SUB (MILC) | Power (MW) | 0.01707 | 0.03766 | 0.05665 | 0.0738 | 0.08791
Northern | MILC-10 | 82561865 | MILLCHESTER 132/66/11KV SUB (MILC) | Power (MW) | 0.05831 | 0.12832 | 0.19368 | 0.25336 | 0.30294
Northern | MILC-11 | 82564200 | MILLCHESTER 132/66/11KV SUB (MILC) | Power (MW) | 0.04029 | 0.08904 | 0.13805 | 0.18644 | 0.22979
Southern | F027C | 60026989 | MILES 33/11KV SUB (MC008) | Power (MW) | 0.04085 | 0.09033 | 0.14004 | 0.18893 | 0.23265
Southern | F026C | 60026987 | MILES 33/11KV SUB (MC008) | Power (MW) | 0.03218 | 0.07007 | 0.10712 | 0.1426 | 0.17352
Northern | ML-01 | 20010444 | MILLAROO 66/11KV SUB (ML) | Power (MW) | 0.00336 | 0.00745 | 0.01152 | 0.01545 | 0.01888
Northern | ML-02 | 20010480 | MILLAROO 66/11KV SUB (ML) | Power (MW) | 0.01094 | 0.02423 | 0.03695 | 0.04865 | 0.0583
Southern | F2295 | 60026712 | MILLMERRAN 33/11KV SUB | Power (MW) | 0.02868 | 0.06321 | 0.09591 | 0.12621 | 0.15183
Southern | F4035 | 60026815 | MILLMERRAN 33/11KV SUB | Power (MW) | 0.00337 | 0.00745 | 0.01154 | 0.01559 | 0.01928
Southern | F3535 | 60026790 | MILLMERRAN 33/11KV SUB | Power (MW) | 0.05112 | 0.11271 | 0.17052 | 0.22335 | 0.26803
Northern | 14042 | 84528118 | MILLENIUM 66/11KV SUB (MILN) | Power (MW) | 0.0041 | 0.0041 | 0.0041 | 0.0041 | 0.0041
Northern | MN-01 | 20010573 | MINGELA 66/11KV SUB (MING) | Power (MW) | 0.00191 | 0.00421 | 0.00657 | 0.00893 | 0.01108
Northern | MN-02 | 20010596 | MINGELA 66/11KV SUB (MING) | Power (MW) | 0.00111 | 0.00245 | 0.00378 | 0.00508 | 0.00625
Northern | 355 | 30053865 | MIRANI 66/11KV SUB (MIRA) | Power (MW) | 0.0761 | 0.16139 | 0.2444 | 0.32338 | 0.39174
Northern | 356 | 30053866 | MIRANI 66/11KV SUB (MIRA) | Power (MW) | 0.01432 | 0.03177 | 0.04988 | 0.06821 | 0.08501
Southern | F181R | 60026693 | MITCHELL 33/11KV SUB | Power (MW) | 0.01781 | 0.03919 | 0.05835 | 0.0752 | 0.08872
Southern | F175R | 60026694 | MITCHELL 33/11KV SUB | Power (MW) | 0.0134 | 0.02966 | 0.04385 | 0.05603 | 0.0656
Southern | F184R | 60026695 | MITCHELL 33/11KV SUB | Power (MW) | 0.00191 | 0.0038 | 0.00566 | 0.0075 | 0.00913
Southern | MV202 | 40001208 | MVSS MIRIAM VALE 66/22KV SUB | Power (MW) | 0.03983 | 0.08809 | 0.1324 | 0.17245 | 0.20553
Southern | MV201 | 40001227 | MVSS MIRIAM VALE 66/22KV SUB | Power (MW) | 0.02771 | 0.06117 | 0.09228 | 0.12066 | 0.14424
Northern | 321 | 30053831 | MOUNT BASSETT 33/11KV SUB (MOBA) | Power (MW) | 0.01029 | 0.03193 | 0.05735 | 0.08718 | 0.10095
Northern | 376 | 30053885 | MOUNT BASSETT 33/11KV SUB (MOBA) | Power (MW) | 0.05474 | 0.12078 | 0.20641 | 0.31409 | 0.43549
Southern | MN-A | 50000133 | MONDURAN DAM 66/11KV SUB | Power (MW) | 0.00859 | 0.01897 | 0.02939 | 0.03972 | 0.0491
Northern | FX-01.PC | 20005787 | MOUNT FOX 66/33KV SUB (MOFO) | Power (MW) | 0.00226 | 0.005 | 0.00769 | 0.01028 | 0.01255
Northern | 2GEO | 10020744 | MOUNT GARNET 66/22KV SUB (MOGA) | Power (MW) | 0.00838 | 0.01863 | 0.02889 | 0.03877 | 0.04725
Northern | 2SMC | 10020755 | MOUNT GARNET 66/22KV SUB (MOGA) | Power (MW) | 0.02328 | 0.05154 | 0.08045 | 0.10946 | 0.13598
Northern | 2CAB | 10020844 | MOUNT MOLLOY 66/22KV SUB (MOMO) | Power (MW) | 0.04161 | 0.09099 | 0.13849 | 0.18356 | 0.22282
Northern | 2YAL | 10135223 | MOUNT MOLLOY 66/22KV SUB (MOMO) | Power (MW) | 0.00044 | 0.00098 | 0.00145 | 0.00185 | 0.00216
Southern | ML107 | 40001115 | MLSS MT MORGAN 66/11KV SUB | Power (MW) | 0.04469 | 0.09872 | 0.1477 | 0.1913 | 0.22671
Southern | ML102 | 40001112 | MLSS MT MORGAN 66/11KV SUB | Power (MW) | 0.01317 | 0.02912 | 0.04387 | 0.05722 | 0.06825
Southern | ML103 | 40001156 | MLSS MT MORGAN 66/11KV SUB | Power (MW) | 0.06209 | 0.13712 | 0.21124 | 0.28286 | 0.34566
Southern | F087D | 60026995 | MT MOWBULLAN TELSTRA 33/11KV SUB (MC020) | Power (MW) | 0.00918 | 0.0202 | 0.03113 | 0.04185 | 0.05103
Southern | MT102 | 40000967 | MONTO 66/11KV SUB (MTSS) | Power (MW) | 0.00842 | 0.0186 | 0.02913 | 0.03991 | 0.05
Southern | MT109 | 40000984 | MONTO 66/11KV SUB (MTSS) | Power (MW) | 0.00814 | 0.01809 | 0.02854 | 0.03936 | 0.04961
Southern | MT103 | 40000985 | MONTO 66/11KV SUB (MTSS) | Power (MW) | 0.0321 | 0.0713 | 0.11195 | 0.15339 | 0.19193
Southern | MT108 | 40000969 | MONTO 66/11KV SUB (MTSS) | Power (MW) | 0.05053 | 0.11113 | 0.17118 | 0.22947 | 0.28096
Northern | 1872 | 82756081 | MOORVALE 66/11KV SUB (MOOR) | Power (MW) | 0.00414 | 0.00414 | 0.00414 | 0.00414 | 0.00414
Northern | 1873 | 82756092 | MOORVALE 66/11KV SUB (MOOR) | Power (MW) | 0.0041 | 0.0041 | 0.0041 | 0.0041 | 0.0041
Northern | 215 | 30053782 | MORANBAH 132/66/11KV SUB (MORA) | Power (MW) | 0.04303 | 0.09467 | 0.15093 | 0.21135 | 0.27079
Northern | 216 | 30053783 | MORANBAH 132/66/11KV SUB (MORA) | Power (MW) | 0.05517 | 0.12114 | 0.19116 | 0.26423 | 0.33403
Northern | 212 | 30187348 | MORANBAH 132/66/11KV SUB (MORA) | Power (MW) | 0.00994 | 0.0219 | 0.03606 | 0.05273 | 0.07082
Northern | 217 | 30053784 | MORANBAH 132/66/11KV SUB (MORA) | Power (MW) | 0.02142 | 0.0473 | 0.07661 | 0.10909 | 0.14172
Northern | 417 | 83909007 | MORANBAH 132/66/11KV SUB (MORA) | Power (MW) | 0.08614 | 0.18258 | 0.2879 | 0.40034 | 0.50932
Northern | 1988 | 83909005 | MORANBAH 132/66/11KV SUB (MORA) | Power (MW) | 0.04968 | 0.10769 | 0.17067 | 0.23779 | 0.30324
Northern | 108 | 30053751 | MOUNT ROOPER 66/11KV SUB (MORO) | Power (MW) | 0.01131 | 0.02446 | 0.0351 | 0.0435 | 0.04956
Northern | 122 | 30053764 | MOUNT ROOPER 66/11KV SUB (MORO) | Power (MW) | 0.0041 | 0.0041 | 0.0041 | 0.0041 | 0.0041
Southern | F3010 | 60026750 | MOUNT SIBLEY 33/11KV SUB | Power (MW) | 0.04103 | 0.09049 | 0.13427 | 0.17211 | 0.20188
Southern | F3105 | 60026760 | MOUNT SIBLEY 33/11KV SUB | Power (MW) | 0.00605 | 0.01332 | 0.02032 | 0.02693 | 0.03263
Southern | F3765 | 60026794 | MOUNT SIBLEY 33/11KV SUB | Power (MW) | 0.04888 | 0.10812 | 0.16354 | 0.21395 | 0.2555
Southern | MR202 | 40000966 | MRBS MOURA 132/66/11KV SUB (T27) | Power (MW) | 0.02776 | 0.06029 | 0.09082 | 0.11904 | 0.14292
Southern | MR201 | 40000965 | MRBS MOURA 132/66/11KV SUB (T27) | Power (MW) | 0.09619 | 0.21015 | 0.32179 | 0.42878 | 0.52237
Southern | MG-G | 50000129 | MURGON 66/11KV SUB (MG) | Power (MW) | 0.04309 | 0.09484 | 0.14691 | 0.19863 | 0.24575
Southern | MG-C | 50000125 | MURGON 66/11KV SUB (MG) | Power (MW) | 0.04005 | 0.08801 | 0.13559 | 0.1822 | 0.22403
Southern | MG-E | 50000127 | MURGON 66/11KV SUB (MG) | Power (MW) | 0.04909 | 0.10811 | 0.1701 | 0.23419 | 0.29482
Southern | MG-F | 50000128 | MURGON 66/11KV SUB (MG) | Power (MW) | 0.00855 | 0.01894 | 0.02807 | 0.03592 | 0.04205
Southern | MG-H | 50000130 | MURGON 66/11KV SUB (MG) | Power (MW) | 0.04458 | 0.09893 | 0.15356 | 0.20739 | 0.25565
Southern | MG-D | 50000126 | MURGON 66/11KV SUB (MG) | Power (MW) | 0.05333 | 0.11732 | 0.18067 | 0.24226 | 0.29708
Southern | MG-B | 50000124 | MURGON 66/11KV SUB (MG) | Power (MW) | 0.08238 | 0.18185 | 0.27612 | 0.36389 | 0.43847
Northern | MU-01 | 20010961 | MUTARNEE 66/11KV SUB (MU) | Power (MW) | 0.01198 | 0.02647 | 0.04122 | 0.05596 | 0.06941
Southern | MD-C | 50000118 | MUNDUBERRA TOWN 66/11KV SUB (MUTO) | Power (MW) | 0.03438 | 0.07433 | 0.11343 | 0.15128 | 0.18513
Southern | MD-E | 50000120 | MUNDUBERRA TOWN 66/11KV SUB (MUTO) | Power (MW) | 0.03106 | 0.06824 | 0.10406 | 0.13806 | 0.1677
Southern | MD-A | 50000116 | MUNDUBERRA TOWN 66/11KV SUB (MUTO) | Power (MW) | 0.01131 | 0.02514 | 0.03909 | 0.05294 | 0.06549
Southern | MD-B | 50000117 | MUNDUBERRA TOWN 66/11KV SUB (MUTO) | Power (MW) | 0.03786 | 0.08349 | 0.13025 | 0.17729 | 0.22041
Southern | NN-F | 50000145 | NANANGO 66/11KV SUB (NANA) | Power (MW) | 0.03169 | 0.07007 | 0.10832 | 0.14594 | 0.17981
Southern | NN-D | 50000143 | NANANGO 66/11KV SUB (NANA) | Power (MW) | 0.02372 | 0.0524 | 0.07983 | 0.10566 | 0.12788
Southern | NN-E | 50000144 | NANANGO 66/11KV SUB (NANA) | Power (MW) | 0.05974 | 0.13191 | 0.19592 | 0.25179 | 0.29635
Southern | NN-C | 50000142 | NANANGO 66/11KV SUB (NANA) | Power (MW) | 0.09215 | 0.20246 | 0.3078 | 0.40663 | 0.49135
Southern | F091D | 60026681 | NANDI 33/11KV SUBSTATION | Power (MW) | 0.00446 | 0.00941 | 0.01404 | 0.01835 | 0.02211
Southern | F028D | 60026656 | NANDI 33/11KV SUBSTATION | Power (MW) | 0.00311 | 0.00689 | 0.01067 | 0.01437 | 0.01768
Northern | NC-02 | 20004937 | NTH CLONCURRY TRAN ST 66/11KV SUB (NOCL) | Power (MW) | 0.03372 | 0.07377 | 0.11403 | 0.15319 | 0.18757
Northern | NC-03 | 20004955 | NTH CLONCURRY TRAN ST 66/11KV SUB (NOCL) | Power (MW) | 0.00787 | 0.01762 | 0.02855 | 0.04055 | 0.05237
Northern | NC04 | 82736041 | NTH CLONCURRY TRAN ST 66/11KV SUB (NOCL) | Power (MW) | 0.02704 | 0.0598 | 0.09373 | 0.12816 | 0.15981
Northern | 2KAR | 10020675 | NORMANTON 66/22KV SUB (NORM) | Power (MW) | 0.03993 | 0.08796 | 0.13656 | 0.18458 | 0.22753
Southern | F2140 | 60026705 | ME074 NORWIN 33/11KV SUB | Power (MW) | 0.00401 | 0.00885 | 0.01355 | 0.01803 | 0.02193
Southern | F2880 | 60026743 | ME074 NORWIN 33/11KV SUB | Power (MW) | 0.00589 | 0.01277 | 0.01884 | 0.02414 | 0.02843
Southern | F3705 | 60026792 | ME074 NORWIN 33/11KV SUB | Power (MW) | 0.00442 | 0.00979 | 0.01467 | 0.01901 | 0.02254
Southern | F4385 | 60026832 | ME074 NORWIN 33/11KV SUB | Power (MW) | 0.01244 | 0.02775 | 0.04553 | 0.06549 | 0.08531
Southern | F2400 | 60026717 | NORTH STREET 33/11KV SUB (NOST) (ME020) | Power (MW) | 0.05895 | 0.12974 | 0.20054 | 0.27015 | 0.33285
Southern | F2885 | 60026744 | NORTH STREET 33/11KV SUB (NOST) (ME020) | Power (MW) | 0.00736 | 0.01596 | 0.02431 | 0.03214 | 0.03878
Southern | F3055 | 60026754 | NORTH STREET 33/11KV SUB (NOST) (ME020) | Power (MW) | 0.10306 | 0.22666 | 0.34954 | 0.46948 | 0.57666
Southern | F3875 | 60026801 | NORTH STREET 33/11KV SUB (NOST) (ME020) | Power (MW) | 0.08495 | 0.18615 | 0.28102 | 0.36806 | 0.44092
Southern | F3893 | 60026803 | NORTH STREET 33/11KV SUB (NOST) (ME020) | Power (MW) | 0.00326 | 0.00712 | 0.01083 | 0.0143 | 0.01727
Southern | F4100 | 60026818 | NORTH STREET 33/11KV SUB (NOST) (ME020) | Power (MW) | 0.01755 | 0.03831 | 0.06015 | 0.08297 | 0.10495
Southern | F4645 | 60026844 | NORTH STREET 33/11KV SUB (NOST) (ME020) | Power (MW) | 0.06617 | 0.14648 | 0.22717 | 0.30683 | 0.37855
Southern | F3843 | 60026797 | OAKEY 33/11KV SUB (OAKE) | Power (MW) | 0 | 0 | 0 | 0 | 0
Southern | F3015 | 60026751 | OAKEY 33/11KV SUB (OAKE) | Power (MW) | 0.05142 | 0.11383 | 0.1718 | 0.22442 | 0.26783
Southern | F3280 | 60026771 | OAKEY 33/11KV SUB (OAKE) | Power (MW) | 0.03198 | 0.07045 | 0.10775 | 0.14317 | 0.17382
Southern | F3365 | 60026774 | OAKEY 33/11KV SUB (OAKE) | Power (MW) | 0.10505 | 0.23086 | 0.34887 | 0.45741 | 0.54856
Southern | F3522 | 60330584 | OAKEY 33/11KV SUB (OAKE) | Power (MW) | 0.00526 | 0.01167 | 0.01795 | 0.02391 | 0.02896
Southern | F3845 | 60026798 | OAKEY 33/11KV SUB (OAKE) | Power (MW) | 0.04398 | 0.09666 | 0.14693 | 0.19404 | 0.23437
Northern | OONN-04 | 82912317 | OONOONBA 66/11KV SUB (OONN) | Power (MW) | 0.13346 | 0.29484 | 0.45857 | 0.62058 | 0.76618
Northern | OONN-08 | 82912323 | OONOONBA 66/11KV SUB (OONN) | Power (MW) | 0.11544 | 0.25479 | 0.39234 | 0.52516 | 0.64174
Northern | OONN-10 | 82912329 | OONOONBA 66/11KV SUB (OONN) | Power (MW) | 0.06925 | 0.15194 | 0.22688 | 0.29359 | 0.34786
Northern | OONN-15 | 82912338 | OONOONBA 66/11KV SUB (OONN) | Power (MW) | 0.05871 | 0.1277 | 0.18753 | 0.23814 | 0.27732
Northern | OONN-16 | 82912341 | OONOONBA 66/11KV SUB (OONN) | Power (MW) | 0.04549 | 0.08395 | 0.117 | 0.1448 | 0.1663
Southern | OY-A | 50000148 | OWANYILLA 66/11KV SUB | Power (MW) | 0.03533 | 0.07203 | 0.10602 | 0.13695 | 0.16261
Southern | OY-B | 50000149 | OWANYILLA 66/11KV SUB | Power (MW) | 0.01634 | 0.03617 | 0.05531 | 0.07343 | 0.08902
Southern | OY-D | 50000150 | OWANYILLA 66/11KV SUB | Power (MW) | 0.04727 | 0.10453 | 0.15872 | 0.20906 | 0.25169
Southern | OY-F | 50000151 | OWANYILLA 66/11KV SUB | Power (MW) | 0.033 | 0.07314 | 0.11 | 0.14302 | 0.1698
Southern | F2075 | 60026702 | PAMPAS 33/11KV SUB | Power (MW) | 0.01876 | 0.04144 | 0.06444 | 0.08724 | 0.10775
Southern | F3385 | 60026776 | PAMPAS 33/11KV SUB | Power (MW) | 0.01226 | 0.02588 | 0.03722 | 0.04659 | 0.05395
Southern | F4230 | 60026826 | PAMPAS 33/11KV SUB | Power (MW) | 0.00335 | 0.00739 | 0.0112 | 0.01471 | 0.01765
Southern | F4715 | 60026847 | PAMPAS 33/11KV SUB | Power (MW) | 0.02612 | 0.05788 | 0.08887 | 0.11845 | 0.14405
Southern | PD209 | 40001118 | PDBS PANDOIN 66/22KV SUB | Power (MW) | 0.0474 | 0.1047 | 0.16027 | 0.21333 | 0.25956
Southern | PD207 | 40001117 | PDBS PANDOIN 66/22KV SUB | Power (MW) | 0.06802 | 0.14049 | 0.20498 | 0.26124 | 0.306
Southern | PD203 | 40001116 | PDBS PANDOIN 66/22KV SUB | Power (MW) | 0.06093 | 0.13396 | 0.20744 | 0.28014 | 0.34591
Southern | PD205 | 40001157 | PDBS PANDOIN 66/22KV SUB | Power (MW) | 0.00052 | 0.00114 | 0.00184 | 0.0026 | 0.00337
Northern | PA-01 | 25267866 | PETER ARLETT 66/11KV SUBSTATION (PEAR) | Power (MW) | 0.0041 | 0.0041 | 0.0041 | 0.0041 | 0.0041
Southern | F2330 | 60026715 | ME075 PERANGA 33/11KV SUB | Power (MW) | 0.01099 | 0.02383 | 0.03525 | 0.04524 | 0.05334
Southern | F2860 | 60026742 | ME075 PERANGA 33/11KV SUB | Power (MW) | 0.01033 | 0.02287 | 0.03479 | 0.04591 | 0.05539
Southern | F4000 | 60026812 | ME075 PERANGA 33/11KV SUB | Power (MW) | 0.01314 | 0.02897 | 0.04414 | 0.05844 | 0.07076
Southern | PB-E | 50000156 | PIALBA 66/11KV SUB (PB) | Power (MW) | 0.05149 | 0.11263 | 0.16936 | 0.22102 | 0.26386
Southern | PB-C | 50000154 | PIALBA 66/11KV SUB (PB) | Power (MW) | 0.22225 | 0.48455 | 0.73496 | 0.96821 | 1.1658
Southern | PB-B | 50000153 | PIALBA 66/11KV SUB (PB) | Power (MW) | 0.18226 | 0.39474 | 0.58458 | 0.74991 | 0.88114
Southern | PB-D | 50000155 | PIALBA 66/11KV SUB (PB) | Power (MW) | 0.0159 | 0.0338 | 0.05204 | 0.07049 | 0.08824
Southern | PB-F | 50082888 | PIALBA 66/11KV SUB (PB) | Power (MW) | 0.20469 | 0.43087 | 0.64131 | 0.8323 | 0.99034
Southern | PB-A | 84571892 | PIALBA 66/11KV SUB (PB) | Power (MW) | 0.02372 | 0.05039 | 0.07453 | 0.09587 | 0.11337
Northern | 354 | 30053864 | PINNACLE 66/11KV SUB (PINN) | Power (MW) | 0.03273 | 0.07247 | 0.11391 | 0.15644 | 0.19632
Northern | 352 | 30053862 | PINNACLE 66/11KV SUB (PINN) | Power (MW) | 0.02552 | 0.05664 | 0.08912 | 0.12248 | 0.15378
Northern | 353 | 30053863 | PINNACLE 66/11KV SUB (PINN) | Power (MW) | 0.03129 | 0.06926 | 0.10892 | 0.14965 | 0.18779
Southern | F088D | 60026996 | MC005 PIRRINUAN 33/11KV SUB | Power (MW) | 0.0019 | 0.00422 | 0.00655 | 0.00884 | 0.01091
Southern | F092D | 60026998 | MC005 PIRRINUAN 33/11KV SUB | Power (MW) | 0.01024 | 0.02217 | 0.03249 | 0.04129 | 0.04822
Southern | F096D | 60027001 | MC005 PIRRINUAN 33/11KV SUB | Power (MW) | 0.01418 | 0.0308 | 0.04705 | 0.06251 | 0.07588
Northern | 389 | 30189394 | PLANELLA 33/11KV SUB (PLAN) | Power (MW) | 0.15547 | 0.33976 | 0.52574 | 0.70866 | 0.87153
Northern | 369 | 30053878 | PLANELLA 33/11KV SUB (PLAN) | Power (MW) | 0.18834 | 0.41198 | 0.63904 | 0.86407 | 1.0669
Northern | 363 | 30053872 | PLANELLA 33/11KV SUB (PLAN) | Power (MW) | 0.12614 | 0.27776 | 0.42435 | 0.56275 | 0.68214
Northern | 14023 | 84231747 | PLANELLA 33/11KV SUB (PLAN) | Power (MW) | 0.19589 | 0.41816 | 0.68524 | 0.98946 | 1.2257
Northern | 385 | 30187535 | PLANELLA 33/11KV SUB (PLAN) | Power (MW) | 0.15562 | 0.34276 | 0.51779 | 0.67714 | 0.80938
Northern | 4001 | 83946269 | PLEYSTOWE 33/11KV SUB (PLEY) | Power (MW) | 0.06003 | 0.13257 | 0.19798 | 0.25582 | 0.3024
Southern | 14040 | 84510823 | POINT VERNON 66/11KV SUB (POVE) | Power (MW) | 0.03097 | 0.068 | 0.10552 | 0.14274 | 0.17671
Southern | PV-D | 82554082 | POINT VERNON 66/11KV SUB (POVE) | Power (MW) | 0.13961 | 0.29356 | 0.43559 | 0.56347 | 0.66934
Southern | PV-A | 82554035 | POINT VERNON 66/11KV SUB (POVE) | Power (MW) | 0.1685 | 0.37223 | 0.55193 | 0.70771 | 0.83093
Southern | 14039 | 84510820 | POINT VERNON 66/11KV SUB (POVE) | Power (MW) | 0.08387 | 0.18109 | 0.26639 | 0.33989 | 0.39764
Southern | PV-C | 82552955 | POINT VERNON 66/11KV SUB (POVE) | Power (MW) | 0.17486 | 0.38459 | 0.56177 | 0.70797 | 0.81869
Southern | PV-B | 82554089 | POINT VERNON 66/11KV SUB (POVE) | Power (MW) | 0.06536 | 0.14306 | 0.225 | 0.30828 | 0.3845
Southern | 14038 | 84510817 | POINT VERNON 66/11KV SUB (POVE) | Power (MW) | 0.04719 | 0.10403 | 0.15196 | 0.19145 | 0.22151
Southern | F2685 | 60026735 | POZIERES 33/11KV SUB (ME117) | Power (MW) | 0.0259 | 0.05738 | 0.08784 | 0.11673 | 0.14172
Southern | F3890 | 60026802 | POZIERES 33/11KV SUB (ME117) | Power (MW) | 0.01953 | 0.04271 | 0.06466 | 0.08508 | 0.1025
Southern | F4370 | 60026830 | POZIERES 33/11KV SUB (ME117) | Power (MW) | 0.02124 | 0.0463 | 0.07034 | 0.09307 | 0.11276
Northern | 114 | 30187133 | PROSERPINE MILL 66/11KV SUB (PRMI) | Power (MW) | 0.02431 | 0.05218 | 0.0789 | 0.10383 | 0.12508
Southern | F2180 | 60026709 | PURRAWUNDA 33/11KV SUB | Power (MW) | 0.0041 | 0.0041 | 0.0041 | 0.0041 | 0.0041
Southern | F2185 | 60026710 | PURRAWUNDA 33/11KV SUB | Power (MW) | 0 | 0 | 0 | 0 | 0
Southern | F2855 | 60026741 | PURRAWUNDA 33/11KV SUB | Power (MW) | 0.01361 | 0.02898 | 0.04343 | 0.05688 | 0.0685
Southern | F4090 | 60026816 | PURRAWUNDA 33/11KV SUB | Power (MW) | 0.04568 | 0.10063 | 0.15023 | 0.19377 | 0.2285
Southern | F004Q | 60026644 | QUILPIE 66/11KV SUB | Power (MW) | 0.01161 | 0.02563 | 0.04051 | 0.05602 | 0.07066
Southern | F001Q | 60026640 | QUILPIE 66/11KV SUB | Power (MW) | 0.03497 | 0.07741 | 0.11776 | 0.1549 | 0.18568
Southern | RL203 | 40001139 | RAGLAN 66/22KV SUB (RLSS) | Power (MW) | 0.01764 | 0.03897 | 0.05928 | 0.07834 | 0.09464
Southern | RL202 | 40001210 | RAGLAN 66/22KV SUB (RLSS) | Power (MW) | 0.04407 | 0.09755 | 0.15138 | 0.20461 | 0.25259
Southern | RL201 | 40001138 | RAGLAN 66/22KV SUB (RLSS) | Power (MW) | 0.00647 | 0.01441 | 0.02272 | 0.03098 | 0.03819
Northern | RASM-01 | 83897502 | RASMUSSEN 66/11KV SUB (RASM) | Power (MW) | 0.07746 | 0.17039 | 0.25481 | 0.32956 | 0.39038
Northern | RASM-02 | 83897505 | RASMUSSEN 66/11KV SUB (RASM) | Power (MW) | 0.07628 | 0.16819 | 0.25333 | 0.33043 | 0.39397
Northern | RM-04 | 20011598 | RASMUSSEN 66/11KV SUB (RASM) | Power (MW) | 0.07294 | 0.16109 | 0.24071 | 0.31106 | 0.36755
Northern | RM-05 | 20011656 | RASMUSSEN 66/11KV SUB (RASM) | Power (MW) | 0.07649 | 0.169 | 0.25499 | 0.33295 | 0.39702
Northern | RM-06 | 20011700 | RASMUSSEN 66/11KV SUB (RASM) | Power (MW) | 0.0178 | 0.03926 | 0.056 | 0.0689 | 0.07805
Northern | RM-07 | 20011701 | RASMUSSEN 66/11KV SUB (RASM) | Power (MW) | 0.01164 | 0.02529 | 0.03782 | 0.04907 | 0.05835
Northern | RM-08 | 20011759 | RASMUSSEN 66/11KV SUB (RASM) | Power (MW) | 0.02071 | 0.04575 | 0.06635 | 0.08302 | 0.09534
Northern | RASM-10 | 25275672 | RASMUSSEN 66/11KV SUB (RASM) | Power (MW) | 0.06824 | 0.14947 | 0.22687 | 0.29943 | 0.36175
Northern | 2CHL | 10128810 | RAVENSHOE 66/22KV SUB (RAVENSHOE) | Power (MW) | 0.01663 | 0.03677 | 0.05703 | 0.07704 | 0.09505
Northern | 2RAV | 10129324 | RAVENSHOE 66/22KV SUB (RAVENSHOE) | Power (MW) | 0.07023 | 0.15481 | 0.23675 | 0.31436 | 0.382
Northern | 2WH1 | 10129302 | RAVENSHOE 66/22KV SUB (RAVENSHOE) | Power (MW) | 0.0041 | 0.0041 | 0.0041 | 0.0041 | 0.0041
Northern | RD-01 | 20011420 | RAVENSWOOD 66/11KV SUB (RD) | Power (MW) | 0.00325 | 0.00714 | 0.01096 | 0.01457 | 0.01767
Northern | RD-02 | 20011458 | RAVENSWOOD 66/11KV SUB (RD) | Power (MW) | 8e-05 | 0.00017 | 0.00026 | 0.00035 | 0.00043
Northern | RD-03 | 20011464 | RAVENSWOOD 66/11KV SUB (RD) | Power (MW) | 0.00614 | 0.01364 | 0.02115 | 0.02851 | 0.03504
Northern | RN-01 | 20011824 | RICHMOND 66/33/19.1KV SUB (RI) | Power (MW) | 0.00263 | 0.00586 | 0.00915 | 0.01239 | 0.01524
Northern | RS-01 | 20012043 | RICHMOND 66/33/19.1KV SUB (RI) | Power (MW) | 0.00016 | 0.00035 | 0.00055 | 0.00077 | 0.00098
Southern | F121R | 60026688 | ROMA EAST (MW002) 33/11KV SUB (MW002) | Power (MW) | 0.05985 | 0.13161 | 0.19912 | 0.2617 | 0.31491
Southern | F109R | 60026685 | ROMA EAST (MW002) 33/11KV SUB (MW002) | Power (MW) | 0.02221 | 0.04915 | 0.07536 | 0.10032 | 0.12189
Southern | F118R | 60026687 | ROMA EAST (MW002) 33/11KV SUB (MW002) | Power (MW) | 0.03499 | 0.07385 | 0.10991 | 0.14279 | 0.17015
Southern | F112R | 60026686 | ROMA EAST (MW002) 33/11KV SUB (MW002) | Power (MW) | 0.02741 | 0.05983 | 0.09074 | 0.11971 | 0.14456
Southern | RG107 | 40001131 | RTON GLENMORE RD 132/66/11KV SUB (RGBS) | Power (MW) | 0.04875 | 0.10694 | 0.16909 | 0.23417 | 0.2963
Southern | RG113 | 40001134 | RTON GLENMORE RD 132/66/11KV SUB (RGBS) | Power (MW) | 0.04603 | 0.10103 | 0.15673 | 0.21227 | 0.26293
Southern | RG105 | 40001129 | RTON GLENMORE RD 132/66/11KV SUB (RGBS) | Power (MW) | 0.07486 | 0.16493 | 0.25221 | 0.33486 | 0.40593
Southern | RG106 | 40001130 | RTON GLENMORE RD 132/66/11KV SUB (RGBS) | Power (MW) | 0.06051 | 0.13201 | 0.20023 | 0.26394 | 0.31817
Southern | RG111 | 40001132 | RTON GLENMORE RD 132/66/11KV SUB (RGBS) | Power (MW) | 0.06532 | 0.14446 | 0.21945 | 0.28879 | 0.34683
Southern | RG112 | 40001133 | RTON GLENMORE RD 132/66/11KV SUB (RGBS) | Power (MW) | 0.02569 | 0.05621 | 0.08789 | 0.12024 | 0.15069
Southern | RG104 | 40001128 | RTON GLENMORE RD 132/66/11KV SUB (RGBS) | Power (MW) | 0.01026 | 0.0228 | 0.03628 | 0.05037 | 0.06358
Southern | RG114 | 40001135 | RTON GLENMORE RD 132/66/11KV SUB (RGBS) | Power (MW) | 0.05258 | 0.11538 | 0.17505 | 0.23088 | 0.2787
Southern | ROLE-FA0552 | 80076236 | ROLLESTON 132/66/22KV SUB (ROLE) | Power (MW) | 0.0041 | 0.0041 | 0.0041 | 0.0041 | 0.0041
Southern | ROLE-FA0652 | 40223076 | ROLLESTON 132/66/22KV SUB (ROLE) | Power (MW) | 0.0156 | 0.03443 | 0.05302 | 0.07097 | 0.08675
Southern | ROLE-FA0752 | 40223073 | ROLLESTON 132/66/22KV SUB (ROLE) | Power (MW) | 0.05114 | 0.11321 | 0.17369 | 0.23147 | 0.28174
Northern | RO-01 | 20011865 | ROLLINGSTONE 66/11KV SUB (RO) | Power (MW) | 0.06178 | 0.13089 | 0.19674 | 0.25813 | 0.31016
Northern | RO-02 | 83915972 | ROLLINGSTONE 66/11KV SUB (RO) | Power (MW) | 0.00275 | 0.00583 | 0.00879 | 0.01165 | 0.01403
Northern | RP-02 | 20011984 | ROSS PLAINS 66/11KV SUB (ROPL) | Power (MW) | 0.07996 | 0.17551 | 0.26141 | 0.337 | 0.3981
Northern | RP-04 | 20011981 | ROSS PLAINS 66/11KV SUB (ROPL) | Power (MW) | 0.02482 | 0.05475 | 0.08127 | 0.10437 | 0.12274
Northern | RP-06 | 20011987 | ROSS PLAINS 66/11KV SUB (ROPL) | Power (MW) | 0.0041 | 0.0041 | 0.0041 | 0.0041 | 0.0041
Northern | RP-11 | 25279698 | ROSS PLAINS 66/11KV SUB (ROPL) | Power (MW) | 0.03577 | 0.07894 | 0.11438 | 0.14303 | 0.16423
Northern | RP-12 | 25279705 | ROSS PLAINS 66/11KV SUB (ROPL) | Power (MW) | 0.00877 | 0.01937 | 0.02845 | 0.03613 | 0.04206
Northern | RP-14 | 25279910 | ROSS PLAINS 66/11KV SUB (ROPL) | Power (MW) | 0.00507 | 0.01124 | 0.0179 | 0.02499 | 0.03188
Northern | 333 | 30053843 | ROSELLA 33/11KV SUB (ROSE) | Power (MW) | 0.11868 | 0.26093 | 0.41223 | 0.56878 | 0.71507
Northern | 386 | 30188733 | ROSELLA 33/11KV SUB (ROSE) | Power (MW) | 0.013 | 0.02882 | 0.04367 | 0.0573 | 0.06861
Northern | 332 | 30053842 | ROSELLA 33/11KV SUB (ROSE) | Power (MW) | 0.01102 | 0.02447 | 0.0379 | 0.05092 | 0.06232
Northern | 362 | 30053871 | ROSELLA 33/11KV SUB (ROSE) | Power (MW) | 0.02108 | 0.04683 | 0.0734 | 0.09996 | 0.12373
Southern | RS111 | 40001148 | RSSS ROCKHAMPTON SOUTH 66/11KV SUB | Power (MW) | 0.00573 | 0.01265 | 0.02135 | 0.03201 | 0.04371
Southern | RS108 | 40001145 | RSSS ROCKHAMPTON SOUTH 66/11KV SUB | Power (MW) | 0.03078 | 0.06817 | 0.10513 | 0.14087 | 0.17225
Southern | RS109 | 40001146 | RSSS ROCKHAMPTON SOUTH 66/11KV SUB | Power (MW) | 0.03317 | 0.07202 | 0.11128 | 0.15011 | 0.18508
Southern | RS103 | 40001142 | RSSS ROCKHAMPTON SOUTH 66/11KV SUB | Power (MW) | 0.02426 | 0.05358 | 0.08333 | 0.11284 | 0.1394
Southern | RS105 | 40001143 | RSSS ROCKHAMPTON SOUTH 66/11KV SUB | Power (MW) | 0.0282 | 0.06322 | 0.10481 | 0.1505 | 0.1928
Southern | RS101 | 40001140 | RSSS ROCKHAMPTON SOUTH 66/11KV SUB | Power (MW) | 0.02662 | 0.05733 | 0.08588 | 0.11197 | 0.13394
Southern | RS106 | 40001144 | RSSS ROCKHAMPTON SOUTH 66/11KV SUB | Power (MW) | 0.01397 | 0.03058 | 0.04902 | 0.06904 | 0.08875
Southern | RS-H | 50000168 | ROCKY STREET 66/11KV SUB (RS) | Power (MW) | 0.05146 | 0.11235 | 0.1672 | 0.21562 | 0.25468
Southern | RS-L | 85081013 | ROCKY STREET 66/11KV SUB (RS) | Power (MW) | 0.05404 | 0.11589 | 0.17239 | 0.22301 | 0.26433
Southern | RS-F | 50000166 | ROCKY STREET 66/11KV SUB (RS) | Power (MW) | 0.06125 | 0.13325 | 0.20618 | 0.27885 | 0.34544
Southern | RS-D | 85081026 | ROCKY STREET 66/11KV SUB (RS) | Power (MW) | 0.10092 | 0.21531 | 0.31598 | 0.40235 | 0.47006
Southern | RS-G | 50000167 | ROCKY STREET 66/11KV SUB (RS) | Power (MW) | 0.10376 | 0.22867 | 0.3474 | 0.45814 | 0.55261
Southern | RS-K | 50000170 | ROCKY STREET 66/11KV SUB (RS) | Power (MW) | 0.10424 | 0.23044 | 0.35276 | 0.46882 | 0.56919
Southern | RS-J | 50000169 | ROCKY STREET 66/11KV SUB (RS) | Power (MW) | 0.1127 | 0.24906 | 0.38492 | 0.51768 | 0.63615
Southern | RS-E | 50000165 | ROCKY STREET 66/11KV SUB (RS) | Power (MW) | 0.12547 | 0.27693 | 0.42357 | 0.56266 | 0.68274
Southern | F130R | 60026690 | ROMA WEST 33/11KV SUB | Power (MW) | 0.00149 | 0.00328 | 0.00473 | 0.00588 | 0.00671
Southern | F136R | 60026692 | ROMA WEST 33/11KV SUB | Power (MW) | 0.0436 | 0.09554 | 0.14516 | 0.19169 | 0.23163
Southern | F133R | 60026691 | ROMA WEST 33/11KV SUB | Power (MW) | 0.02638 | 0.05791 | 0.08821 | 0.11699 | 0.14214
Southern | F090S | 60026680 | ROO WORKS 33/11KV SUB | Power (MW) | 0.00111 | 0.00247 | 0.00354 | 0.00438 | 0.00497
Southern | F086S | 60322052 | SAINT GEORGE TOWN 33/11KV SUB | Power (MW) | 0.01159 | 0.02556 | 0.03847 | 0.0502 | 0.05992
Southern | F087S | 60322053 | SAINT GEORGE TOWN 33/11KV SUB | Power (MW) | 0.03687 | 0.08166 | 0.1236 | 0.16199 | 0.19388
Northern | 247 | 84572597 | SARINA 33/11KV SUB (SARI) | Power (MW) | 0.00336 | 0.00743 | 0.01182 | 0.01638 | 0.02068
Northern | 201 | 30053769 | SARINA 33/11KV SUB (SARI) | Power (MW) | 0.03846 | 0.08513 | 0.12825 | 0.16721 | 0.19918
Northern | 424 | 83832366 | SARINA 33/11KV SUB (SARI) | Power (MW) | 0.0857 | 0.18943 | 0.28836 | 0.3806 | 0.45929
Northern | 202 | 30053770 | SARINA 33/11KV SUB (SARI) | Power (MW) | 0.06462 | 0.14311 | 0.21919 | 0.29132 | 0.35343
Northern | SD-01 | 20012178 | SAUNDERS 66/11KV SUB (SAUN) | Power (MW) | 0.03064 | 0.06765 | 0.10175 | 0.13246 | 0.15761
Northern | 124 | 30053766 | SHUTEHAVEN 66/22KV SUB (SHUT) | Power (MW) | 0.0041 | 0.0041 | 0.0041 | 0.0041 | 0.0041
Southern | 14149 | 110819559 | CHAL 33/11KV SUBSTATION | Power (MW) | 0.04515 | 0.09887 | 0.14712 | 0.18959 | 0.22372
Southern | 14148 | 110819558 | CHAL 33/11KV SUBSTATION | Power (MW) | 0.0629 | 0.13684 | 0.20349 | 0.26234 | 0.3099
Southern | SB202 | 40200483 | SBSS SOUTH BLACKWATER 66/22KV SUB | Power (MW) | 0.0041 | 0.00904 | 0.01384 | 0.01842 | 0.0224
Southern | SB-F | 50000177 | SOUTH BUNDABERG 66/11KV SUB (SB) | Power (MW) | 0.02109 | 0.04648 | 0.07104 | 0.09439 | 0.11459
Southern | SB-E | 50000175 | SOUTH BUNDABERG 66/11KV SUB (SB) | Power (MW) | 0.04913 | 0.10876 | 0.16645 | 0.22068 | 0.26665
Southern | SB-D | 50000174 | SOUTH BUNDABERG 66/11KV SUB (SB) | Power (MW) | 0.03592 | 0.07235 | 0.10475 | 0.13297 | 0.15536
Southern | SB-H | 50000179 | SOUTH BUNDABERG 66/11KV SUB (SB) | Power (MW) | 0.02703 | 0.06007 | 0.09099 | 0.11923 | 0.14244
Southern | SB-J | 50000180 | SOUTH BUNDABERG 66/11KV SUB (SB) | Power (MW) | 0.08228 | 0.18124 | 0.26019 | 0.32206 | 0.36562
Southern | SB-C | 50000173 | SOUTH BUNDABERG 66/11KV SUB (SB) | Power (MW) | 0.03539 | 0.07764 | 0.11704 | 0.15276 | 0.18278
Southern | SB-G | 50000178 | SOUTH BUNDABERG 66/11KV SUB (SB) | Power (MW) | 0.06621 | 0.14218 | 0.21028 | 0.27029 | 0.31864
Southern | SK-D | 50000186 | SOUTH KOLAN 66/11KV SUB | Power (MW) | 0.00425 | 0.00939 | 0.01415 | 0.01849 | 0.02211
Southern | SK-C | 50000185 | SOUTH KOLAN 66/11KV SUB | Power (MW) | 0.07606 | 0.16819 | 0.24726 | 0.31384 | 0.36496
Southern | SK-B | 50000184 | SOUTH KOLAN 66/11KV SUB | Power (MW) | 0.01919 | 0.04248 | 0.06415 | 0.0839 | 0.10027
Southern | SK-E | 50000187 | SOUTH KOLAN 66/11KV SUB | Power (MW) | 0.02997 | 0.06631 | 0.09816 | 0.12556 | 0.14706
Northern | 316 | 30053826 | SOUTH MACKAY 33/11KV SUB (SOMA) | Power (MW) | 0.0519 | 0.11152 | 0.16577 | 0.21318 | 0.25084
Northern | 382 | 30186511 | SOUTH MACKAY 33/11KV SUB (SOMA) | Power (MW) | 0.03334 | 0.07302 | 0.11479 | 0.15761 | 0.19749
Northern | 383 | 30186550 | SOUTH MACKAY 33/11KV SUB (SOMA) | Power (MW) | 0.10311 | 0.21828 | 0.31428 | 0.38877 | 0.44101
Northern | 317 | 30053827 | SOUTH MACKAY 33/11KV SUB (SOMA) | Power (MW) | 0.02169 | 0.04496 | 0.06387 | 0.07824 | 0.08828
Northern | 318 | 30053828 | SOUTH MACKAY 33/11KV SUB (SOMA) | Power (MW) | 0.05321 | 0.11687 | 0.17407 | 0.22424 | 0.2642
Southern | F2035 | 60026698 | SOUTH TOOWOOMBA 110/33/11KV SUB (T043) | Power (MW) | 0.07906 | 0.16577 | 0.2507 | 0.3323 | 0.40394
Southern | F2810 | 60026740 | SOUTH TOOWOOMBA 110/33/11KV SUB (T043) | Power (MW) | 0.05894 | 0.12948 | 0.20109 | 0.2727 | 0.33834
Southern | F3125 | 60026761 | SOUTH TOOWOOMBA 110/33/11KV SUB (T043) | Power (MW) | 0.03512 | 0.07764 | 0.12093 | 0.16445 | 0.20449
Southern | F3130 | 60026762 | SOUTH TOOWOOMBA 110/33/11KV SUB (T043) | Power (MW) | 0.0515 | 0.11389 | 0.17775 | 0.2422 | 0.30174
Southern | F4145 | 60026822 | SOUTH TOOWOOMBA 110/33/11KV SUB (T043) | Power (MW) | 0.08615 | 0.18973 | 0.29337 | 0.39534 | 0.48703
Southern | F4175 | 60026823 | SOUTH TOOWOOMBA 110/33/11KV SUB (T043) | Power (MW) | 0.0684 | 0.15092 | 0.2359 | 0.32189 | 0.40177
Southern | F4595 | 60026842 | SOUTH TOOWOOMBA 110/33/11KV SUB (T043) | Power (MW) | 0.06619 | 0.14572 | 0.2261 | 0.30646 | 0.38029
Northern | 234 | 30053801 | SOUTH WALKER MINE 66/11KV SUB (SOWA) | Power (MW) | 0.0041 | 0.0041 | 0.0041 | 0.0041 | 0.0041
Northern | SF-01 | 25272934 | STAMFORD 66/11KV SUB (SF) | Power (MW) | 0.00111 | 0.00245 | 0.00374 | 0.00493 | 0.0059
Northern | SF-02 | 25272945 | STAMFORD 66/11KV SUB (SF) | Power (MW) | 0.00037 | 0.00081 | 0.00128 | 0.00178 | 0.00227
Northern | SF-03 | 25272938 | STAMFORD 66/11KV SUB (SF) | Power (MW) | 0.00266 | 0.00591 | 0.00918 | 0.01242 | 0.01533
Southern | F2085 | 60026703 | STANTHORPE TOWN 33/11KV SUB | Power (MW) | 0.05248 | 0.11519 | 0.17304 | 0.22544 | 0.26889
Southern | F3060 | 60026755 | STANTHORPE TOWN 33/11KV SUB | Power (MW) | 0.10714 | 0.22993 | 0.34522 | 0.45131 | 0.54076
Southern | F3475 | 60026783 | STANTHORPE TOWN 33/11KV SUB | Power (MW) | 0.04668 | 0.10251 | 0.15365 | 0.19974 | 0.23784
Southern | F4135 | 60026821 | STANTHORPE TOWN 33/11KV SUB | Power (MW) | 0.15714 | 0.34114 | 0.51741 | 0.68205 | 0.82423
Northern | ST01 | 20012370 | STUART 66/11KV SUB (STUA) | Power (MW) | 0.06424 | 0.14191 | 0.21476 | 0.28154 | 0.33712
Northern | ST04 | 20012469 | STUART 66/11KV SUB (STUA) | Power (MW) | 0.0041 | 0.0041 | 0.0041 | 0.0041 | 0.0041
Northern | ST05 | 20012587 | STUART 66/11KV SUB (STUA) | Power (MW) | 0.17209 | 0.37987 | 0.601 | 0.83302 | 1.056
Northern | ST06 | 20012863 | STUART 66/11KV SUB (STUA) | Power (MW) | 0.0041 | 0.0041 | 0.0041 | 0.0041 | 0.0041
Northern | ST07 | 20012865 | STUART 66/11KV SUB (STUA) | Power (MW) | 5e-05 | 0.00011 | 0.00018 | 0.00024 | 0.00029
Northern | ST10 | 20012874 | STUART 66/11KV SUB (STUA) | Power (MW) | 0.03643 | 0.07989 | 0.1204 | 0.15738 | 0.18809
Northern | ST11 | 82935792 | STUART 66/11KV SUB (STUA) | Power (MW) | 0.0041 | 0.0041 | 0.0041 | 0.0041 | 0.0041
Northern | ST12 | 82934570 | STUART 66/11KV SUB (STUA) | Power (MW) | 0.04968 | 0.10802 | 0.16438 | 0.21793 | 0.26457
Southern | TB221 | 83868952 | TANBY 66/22KV SUB (TANB) | Power (MW) | 0.08766 | 0.19351 | 0.30206 | 0.41119 | 0.51109
Southern | TB212 | 83868949 | TANBY 66/22KV SUB (TANB) | Power (MW) | 0.18909 | 0.41666 | 0.64608 | 0.87304 | 1.0778
Southern | TB223 | 85221946 | TANBY 66/22KV SUB (TANB) | Power (MW) | 0.25529 | 0.5475 | 0.84144 | 1.1305 | 1.3894
Southern | F071T | 60026672 | TARA 33/11KV SUB | Power (MW) | 0.01187 | 0.02627 | 0.04016 | 0.05325 | 0.06445
Southern | F070T | 60026671 | TARA 33/11KV SUB | Power (MW) | 0.02039 | 0.04485 | 0.06854 | 0.09092 | 0.11007
Southern | THEO-FA04 | 40219767 | THEODORE 66/22KV SUB (THEO) | Power (MW) | 0.0041 | 0.0041 | 0.0041 | 0.0041 | 0.0041
Southern | THEO-FA06 | 40000975 | THEODORE 66/22KV SUB (THEO) | Power (MW) | 0.00785 | 0.01743 | 0.02721 | 0.03705 | 0.04606
Southern | THEO-FA08 | 40000974 | THEODORE 66/22KV SUB (THEO) | Power (MW) | 0.03923 | 0.08611 | 0.13222 | 0.17688 | 0.21648
Southern | THEO-FA10 | 40000973 | THEODORE 66/22KV SUB (THEO) | Power (MW) | 0.02569 | 0.05662 | 0.08758 | 0.11817 | 0.14584
Southern | TI204 | 40001046 | TIERI 66/22KV SUBSTATION | Power (MW) | 5e-05 | 5e-05 | 5e-05 | 5e-05 | 5e-05
Southern | TI203 | 40001045 | TIERI 66/22KV SUBSTATION | Power (MW) | 0.00749 | 0.01665 | 0.02678 | 0.03783 | 0.04879
Northern | TM-03 | 25266408 | TOWNSVILLE MARINA SUB (TOMA) | Power (MW) | 0.05809 | 0.1282 | 0.19481 | 0.25634 | 0.30797
Northern | TM-05 | 83858040 | TOWNSVILLE MARINA SUB (TOMA) | Power (MW) | 0.00336 | 0.00734 | 0.01199 | 0.01741 | 0.02325
Northern | TM-10 | 25268197 | TOWNSVILLE MARINA SUB (TOMA) | Power (MW) | 0.08578 | 0.18568 | 0.28266 | 0.37436 | 0.45351
Northern | TOPO-03 | 82564420 | TOWNSVILLE PORT 66/11KV SUB (TOPO) | Power (MW) | 0.10779 | 0.21792 | 0.32541 | 0.42787 | 0.51704
Northern | TOPO-04 | 82564423 | TOWNSVILLE PORT 66/11KV SUB (TOPO) | Power (MW) | 5e-05 | 5e-05 | 5e-05 | 5e-05 | 5e-05
Northern | TOPO-11 | 82564438 | TOWNSVILLE PORT 66/11KV SUB (TOPO) | Power (MW) | 5e-05 | 5e-05 | 5e-05 | 4e-05 | 4e-05
Northern | TOPO-15 | 82564444 | TOWNSVILLE PORT 66/11KV SUB (TOPO) | Power (MW) | 0.00025 | 0.00055 | 0.00083 | 0.00108 | 0.00128
Northern | TOPO-16 | 82564447 | TOWNSVILLE PORT 66/11KV SUB (TOPO) | Power (MW) | 5e-05 | 5e-05 | 5e-05 | 5e-05 | 5e-05
Southern | TQ-F | 50000192 | TORQUAY 66/11KV SUB (TORQ) | Power (MW) | 0.12479 | 0.26737 | 0.4064 | 0.53961 | 0.6563
Southern | TQ-G | 50000194 | TORQUAY 66/11KV SUB (TORQ) | Power (MW) | 0.10176 | 0.21819 | 0.32172 | 0.41238 | 0.48492
Southern | TQ-J | 50000196 | TORQUAY 66/11KV SUB (TORQ) | Power (MW) | 0.20255 | 0.44303 | 0.65857 | 0.84725 | 0.99787
Southern | TQ-H | 50000195 | TORQUAY 66/11KV SUB (TORQ) | Power (MW) | 0.09227 | 0.20392 | 0.3198 | 0.4379 | 0.54831
Southern | TQ-K | 82888836 | TORQUAY 66/11KV SUB (TORQ) | Power (MW) | 0.11734 | 0.25751 | 0.39425 | 0.52561 | 0.64108
Southern | TQ-C | 82773016 | TORQUAY 66/11KV SUB (TORQ) | Power (MW) | 0.13065 | 0.28526 | 0.43912 | 0.58915 | 0.72289
Southern | 14032 | 84332614 | TORQUAY 66/11KV SUB (TORQ) | Power (MW) | 0.21473 | 0.47287 | 0.70379 | 0.90508 | 1.0642
Southern | TQ-E | 50080424 | TORQUAY 66/11KV SUB (TORQ) | Power (MW) | 0.03714 | 0.0817 | 0.12209 | 0.15747 | 0.18537
Southern | TQ-D | 50000193 | TORQUAY 66/11KV SUB (TORQ) | Power (MW) | 0.11693 | 0.25257 | 0.37066 | 0.47164 | 0.55038
Southern | F2638 | 60026730 | T116 TORRINGTON 110/33/11KV SUB | Power (MW) | 0.09538 | 0.20859 | 0.31954 | 0.42607 | 0.51929
Southern | F2491 | 60331115 | T116 TORRINGTON 110/33/11KV SUB | Power (MW) | 0.08717 | 0.19286 | 0.30153 | 0.40671 | 0.49455
Southern | F2452 | 60331113 | T116 TORRINGTON 110/33/11KV SUB | Power (MW) | 0.19319 | 0.42622 | 0.67277 | 0.92927 | 1.1732
Southern | F2968 | 60026746 | T116 TORRINGTON 110/33/11KV SUB | Power (MW) | 0.10094 | 0.22109 | 0.33616 | 0.44115 | 0.52599
Southern | F14088 | 84965669 | T116 TORRINGTON 110/33/11KV SUB | Power (MW) | 0.09257 | 0.20337 | 0.32079 | 0.44354 | 0.56166
Southern | F14091 | 84965765 | T116 TORRINGTON 110/33/11KV SUB | Power (MW) | 0.04048 | 0.08555 | 0.12598 | 0.1615 | 0.19002
Southern | F3472 | 60026782 | T116 TORRINGTON 110/33/11KV SUB | Power (MW) | 0.04982 | 0.10908 | 0.1703 | 0.23282 | 0.29174
Southern | F14089 | 84965685 | T116 TORRINGTON 110/33/11KV SUB | Power (MW) | 0.12218 | 0.26857 | 0.40466 | 0.52835 | 0.63069
Southern | F4610 | 60330968 | T116 TORRINGTON 110/33/11KV SUB | Power (MW) | 0.11021 | 0.23985 | 0.35664 | 0.45961 | 0.5423
Southern | TN-D | 50080259 | TUAN 66/11KV SUB | Power (MW) | 0.09323 | 0.19875 | 0.29513 | 0.38145 | 0.45189
Northern | 2CW2 | 10020771 | TULLY 132/22KV SUB (TULL) | Power (MW) | 0.03759 | 0.08263 | 0.12821 | 0.1734 | 0.21389
Northern | 2ELA | 10020765 | TULLY 132/22KV SUB (TULL) | Power (MW) | 0.03436 | 0.07581 | 0.11702 | 0.15708 | 0.19253
Northern | 2TMI | 10020770 | TULLY 132/22KV SUB (TULL) | Power (MW) | 0.01782 | 0.0384 | 0.05891 | 0.07888 | 0.09683
Northern | 2TT1 | 10020764 | TULLY 132/22KV SUB (TULL) | Power (MW) | 0.18903 | 0.41636 | 0.63761 | 0.84729 | 1.0277
Northern | 2TT2 | 10020768 | TULLY 132/22KV SUB (TULL) | Power (MW) | 0.01639 | 0.03615 | 0.05409 | 0.06998 | 0.08278
Northern | 2TT3 | 10020767 | TULLY 132/22KV SUB (TULL) | Power (MW) | 0.10853 | 0.23877 | 0.36765 | 0.4923 | 0.60288
Southern | 14095 | 84998125 | TOOWOOMBA CENTRAL 110/11KV SUB (T235) | Power (MW) | 5e-05 | 5e-05 | 5e-05 | 5e-05 | 4e-05
Southern | 14096 | 84998156 | TOOWOOMBA CENTRAL 110/11KV SUB (T235) | Power (MW) | 5e-05 | 5e-05 | 5e-05 | 5e-05 | 5e-05
Southern | F3100 | 60026759 | TOOWOOMBA CENTRAL 110/11KV SUB (T235) | Power (MW) | 0.02026 | 0.04496 | 0.07061 | 0.09655 | 0.12019
Southern | 14093 | 84997626 | TOOWOOMBA CENTRAL 110/11KV SUB (T235) | Power (MW) | 0.00619 | 0.01384 | 0.02563 | 0.04189 | 0.05969
Southern | F3460 | 60026780 | TOOWOOMBA CENTRAL 110/11KV SUB (T235) | Power (MW) | 0.00764 | 0.016 | 0.02561 | 0.03612 | 0.04649
Southern | F3940 | 60026808 | TOOWOOMBA CENTRAL 110/11KV SUB (T235) | Power (MW) | 0.03083 | 0.06902 | 0.11039 | 0.15308 | 0.19174
Southern | 14094 | 84997629 | TOOWOOMBA CENTRAL 110/11KV SUB (T235) | Power (MW) | 0.021 | 0.04655 | 0.07316 | 0.10017 | 0.12487
Southern | F4098 | 60026817 | TOOWOOMBA CENTRAL 110/11KV SUB (T235) | Power (MW) | 0.00971 | 0.02123 | 0.03387 | 0.04705 | 0.05919
Southern | F3485 | 60026785 | TOOWOOMBA CENTRAL 110/11KV SUB (T235) | Power (MW) | 0.00875 | 0.01957 | 0.03228 | 0.04693 | 0.0622
Southern | F3480 | 60026784 | TOOWOOMBA CENTRAL 110/11KV SUB (T235) | Power (MW) | 0.02583 | 0.05652 | 0.09042 | 0.12707 | 0.16334
Southern | 14097 | 84998159 | TOOWOOMBA CENTRAL 110/11KV SUB (T235) | Power (MW) | 0.037 | 0.08126 | 0.12809 | 0.17665 | 0.22251
Southern | VERM201 | 83004280 | VERMONT 66/22KV SUB (VERM) | Power (MW) | 0.0041 | 0.0041 | 0.0041 | 0.0041 | 0.0041
Southern | 14068 | 84670103 | WARWICK EAST 33/11KV SUB | Power (MW) | 0.02489 | 0.05469 | 0.08518 | 0.11583 | 0.14407
Southern | F4540 | 60026837 | WARWICK EAST 33/11KV SUB | Power (MW) | 0.08356 | 0.17403 | 0.26439 | 0.35283 | 0.43206
Southern | F3525 | 60026788 | WARWICK EAST 33/11KV SUB | Power (MW) | 0.06489 | 0.14244 | 0.21754 | 0.28892 | 0.35121
Southern | 14092 | 84982802 | WARWICK EAST 33/11KV SUB | Power (MW) | 0.0119 | 0.02584 | 0.03828 | 0.0492 | 0.058
Southern | 14067 | 84670339 | WARWICK EAST 33/11KV SUB | Power (MW) | 0.02739 | 0.06008 | 0.0904 | 0.11797 | 0.14092
Southern | F3905 | 60026805 | WARWICK EAST 33/11KV SUB | Power (MW) | 0.03977 | 0.08811 | 0.13846 | 0.19009 | 0.23843
Southern | 14069 | 84668557 | WARWICK EAST 33/11KV SUB | Power (MW) | 0.04103 | 0.09058 | 0.13604 | 0.1771 | 0.21102
Southern | F4545 | 60026838 | WARWICK EAST 33/11KV SUB | Power (MW) | 0.03178 | 0.0695 | 0.10879 | 0.14884 | 0.18605
Southern | 14117 | 85221077 | WARWICK EAST 33/11KV SUB | Power (MW) | 0.08701 | 0.19154 | 0.28939 | 0.37893 | 0.45373
Southern | WV-D | 50000234 | WALLAVILLE 66/11KV SUB | Power (MW) | 0.03484 | 0.07638 | 0.11504 | 0.15029 | 0.17965
Southern | WV-B | 50000232 | WALLAVILLE 66/11KV SUB | Power (MW) | 0.05812 | 0.12838 | 0.19466 | 0.25598 | 0.30761
Southern | WV-C | 50000233 | WALLAVILLE 66/11KV SUB | Power (MW) | 0.02018 | 0.04459 | 0.06784 | 0.08961 | 0.10818
Southern | WV-F | 50000236 | WALLAVILLE 66/11KV SUB | Power (MW) | 0.04898 | 0.10824 | 0.16416 | 0.2159 | 0.25947
Southern | WV-E | 50000235 | WALLAVILLE 66/11KV SUB | Power (MW) | 0.02263 | 0.05014 | 0.07737 | 0.10377 | 0.12704
Southern | F061W | 60026889 | WANDOAN 33/22KV SUB | Power (MW) | 0.00586 | 0.01293 | 0.0202 | 0.02759 | 0.03448
Southern | F058W | 60026888 | WANDOAN 33/22KV SUB | Power (MW) | 0.01568 | 0.03464 | 0.05421 | 0.07423 | 0.09295
Southern | F063W | 60026890 | WANDOAN 33/22KV SUB | Power (MW) | 0.01787 | 0.03944 | 0.06148 | 0.08366 | 0.10401
Southern | WB104 | 84332376 | WATTLEBANK 22/11KV SUB (WATT) | Power (MW) | 0.00264 | 0.00583 | 0.00882 | 0.0116 | 0.01395
Southern | WB-C | 50000204 | WEST BUNDABERG 66/11KV SUB (WEBU) | Power (MW) | 0.07039 | 0.15382 | 0.23376 | 0.30893 | 0.37327
Southern | WB-J | 50000211 | WEST BUNDABERG 66/11KV SUB (WEBU) | Power (MW) | 0.1638 | 0.36156 | 0.54037 | 0.69883 | 0.82642
Southern | WB-F | 50000207 | WEST BUNDABERG 66/11KV SUB (WEBU) | Power (MW) | 0.00208 | 0.00459 | 0.00725 | 0.01002 | 0.01262
Southern | WB-D | 50000205 | WEST BUNDABERG 66/11KV SUB (WEBU) | Power (MW) | 0.01815 | 0.04027 | 0.06363 | 0.0878 | 0.11059
Southern | WB-I | 82906218 | WEST BUNDABERG 66/11KV SUB (WEBU) | Power (MW) | 0.02094 | 0.04479 | 0.06821 | 0.09042 | 0.10948
Southern | WB-E | 50000206 | WEST BUNDABERG 66/11KV SUB (WEBU) | Power (MW) | 0.07046 | 0.15458 | 0.23336 | 0.30594 | 0.36711
Southern | WB-H | 50000209 | WEST BUNDABERG 66/11KV SUB (WEBU) | Power (MW) | 0.10855 | 0.23834 | 0.36212 | 0.47757 | 0.57613
Southern | WB-G | 50000208 | WEST BUNDABERG 66/11KV SUB (WEBU) | Power (MW) | 0.11066 | 0.24287 | 0.36541 | 0.47678 | 0.56969
Southern | WB-K | 50000212 | WEST BUNDABERG 66/11KV SUB (WEBU) | Power (MW) | 0.03162 | 0.06981 | 0.11008 | 0.15157 | 0.1904
Southern | WB-M | 50000214 | WEST BUNDABERG 66/11KV SUB (WEBU) | Power (MW) | 0.05583 | 0.1206 | 0.18323 | 0.24266 | 0.29433
Southern | WB-L | 50000213 | WEST BUNDABERG 66/11KV SUB (WEBU) | Power (MW) | 0.04395 | 0.09585 | 0.14943 | 0.20365 | 0.25399
Southern | F027D | 82604748 | WEST DALBY 33/11KV SUB | Power (MW) | 0.00602 | 0.01307 | 0.02055 | 0.02843 | 0.03609
Southern | F017D | 60026986 | WEST DALBY 33/11KV SUB | Power (MW) | 0.0436 | 0.09527 | 0.14471 | 0.19002 | 0.22695
Southern | F002D | 60026984 | WEST DALBY 33/11KV SUB | Power (MW) | 0.09304 | 0.20443 | 0.30637 | 0.39767 | 0.4722
Northern | WI-02 | 20013246 | WINTON 66/11/33KV SUB (WINT) | Power (MW) | 0.01877 | 0.04155 | 0.06431 | 0.08644 | 0.10584
Northern | WI-01 | 20013230 | WINTON 66/11/33KV SUB (WINT) | Power (MW) | 0.02075 | 0.04586 | 0.07054 | 0.09422 | 0.1148
Northern | AS-01 | 25267897 | WINTON 66/11/33KV SUB (WINT) | Power (MW) | 0.0007 | 0.00156 | 0.00255 | 0.00366 | 0.0048
Northern | EL-01 | 25267901 | WINTON 66/11/33KV SUB (WINT) | Power (MW) | 0.00156 | 0.00343 | 0.00536 | 0.00728 | 0.00899
Northern | RL-01 | 20011545 | WINTON 66/11/33KV SUB (WINT) | Power (MW) | 0.00127 | 0.00281 | 0.00379 | 0.00444 | 0.005
Northern | SV-01 | 20020666 | WINTON 66/11/33KV SUB (WINT) | Power (MW) | 0.00027 | 0.00059 | 0.00094 | 0.00132 | 0.00171
Northern | 3220 | 84653808 | WIRR (WIRRALIE) 66/33KV SUBSTATION | Power (MW) | 0.00097 | 0.00215 | 0.00321 | 0.00412 | 0.00482
Northern | 3222 | 84653816 | WIRR (WIRRALIE) 66/33KV SUBSTATION | Power (MW) | 0.00028 | 0.00062 | 0.00101 | 0.00145 | 0.00192
Northern | 3221 | 84653811 | WIRR (WIRRALIE) 66/33KV SUBSTATION | Power (MW) | 0.00087 | 0.00192 | 0.00287 | 0.00367 | 0.00425
Southern | WG-A | 82699749 | WOODGATE 66/11KV SUB (WOOG) | Power (MW) | 0.11798 | 0.25998 | 0.38891 | 0.50364 | 0.5967
Southern | WL-B | 50000230 | WOOLOOGA TOWN 66/11KV SUB (WOTO) | Power (MW) | 0.05023 | 0.11103 | 0.16996 | 0.22587 | 0.27411
Northern | 11213 | 20013273 | WOODSTOCK SOUTH 66/11KV SUB (WOSO) | Power (MW) | 0.00411 | 0.00907 | 0.0142 | 0.01945 | 0.02439
Northern | 11214 | 20013453 | WOODSTOCK SOUTH 66/11KV SUB (WOSO) | Power (MW) | 0.02388 | 0.05292 | 0.08232 | 0.11145 | 0.13765
Northern | 14085 | 84928162 | WOODSTOCK SOUTH 66/11KV SUB (WOSO) | Power (MW) | 0.01455 | 0.03216 | 0.04979 | 0.06702 | 0.08228
Southern | WL-A | 50000229 | WOOLOOGA TOWN 66/11KV SUB (WOTO) | Power (MW) | 0.08044 | 0.17774 | 0.26262 | 0.33535 | 0.39222
Southern | WN212 | 40000978 | WOWAN 66/22KV SUB (WNSS) | Power (MW) | 0.03013 | 0.06679 | 0.1061 | 0.14768 | 0.19349
Southern | WN213 | 40000979 | WOWAN 66/22KV SUB (WNSS) | Power (MW) | 0.01511 | 0.0334 | 0.05214 | 0.07101 | 0.08841
Southern | WN211 | 40000977 | WOWAN 66/22KV SUB (WNSS) | Power (MW) | 0.05273 | 0.11725 | 0.18315 | 0.24894 | 0.30846
Southern | YR-E | 50000240 | YARRAMAN 66/11KV SUB | Power (MW) | 0.09651 | 0.21319 | 0.32136 | 0.41973 | 0.50097
Southern | YR-F | 50000241 | YARRAMAN 66/11KV SUB | Power (MW) | 0.02798 | 0.06189 | 0.09498 | 0.12677 | 0.15464
Southern | YR-C | 50000238 | YARRAMAN 66/11KV SUB | Power (MW) | 0.00216 | 0.00477 | 0.00717 | 0.00935 | 0.01118
Southern | YR-D | 50000239 | YARRAMAN 66/11KV SUB | Power (MW) | 0.02587 | 0.05731 | 0.08732 | 0.11538 | 0.13925
Southern | F2320 | 60026713 | YARRANLEA SOUTH 33/11KV SUB | Power (MW) | 0.0051 | 0.0113 | 0.0172 | 0.02272 | 0.02742
Southern | F4355 | 60026829 | YARRANLEA SOUTH 33/11KV SUB | Power (MW) | 0.01487 | 0.03293 | 0.05003 | 0.06578 | 0.07894
Southern | YP109 | 40001215 | YEPPOON 66/22/11KV SUB (YPSS) | Power (MW) | 0.04642 | 0.10182 | 0.16255 | 0.22835 | 0.29378
Southern | YP108 | 40001204 | YEPPOON 66/22/11KV SUB (YPSS) | Power (MW) | 0.16518 | 0.36374 | 0.5548 | 0.73436 | 0.88752
Southern | YP112 | 40001237 | YEPPOON 66/22/11KV SUB (YPSS) | Power (MW) | 0.07796 | 0.17274 | 0.26439 | 0.35116 | 0.42571
Southern | YP111 | 40001226 | YEPPOON 66/22/11KV SUB (YPSS) | Power (MW) | 0.18121 | 0.39351 | 0.60486 | 0.81132 | 0.9952
Southern | YP114 | 40000959 | YEPPOON 66/22/11KV SUB (YPSS) | Power (MW) | 5e-05 | 5e-05 | 5e-05 | 5e-05 | 5e-05
Southern | YP116 | 40000970 | YEPPOON 66/22/11KV SUB (YPSS) | Power (MW) | 0.22275 | 0.49024 | 0.77267 | 1.0617 | 1.334
Southern | YP106 | 40001193 | YEPPOON 66/22/11KV SUB (YPSS) | Power (MW) | 0.22239 | 0.48627 | 0.75952 | 1.0365 | 1.2922
Southern | YP208 | 40001014 | YEPPOON 66/22/11KV SUB (YPSS) | Power (MW) | 0.00836 | 0.01848 | 0.02831 | 0.03774 | 0.046
Southern | YP207 | 40001003 | YEPPOON 66/22/11KV SUB (YPSS) | Power (MW) | 0.05688 | 0.12562 | 0.19403 | 0.26074 | 0.31993